## Dropdowns (hidden)
Drop down lists (Internal, DO NOT MODIFY)
Ownership | Basis of materials classification | Field Verification Methods
Select Ownership Type | Previous Materials Evaluation | Customer self-identification
The entire service line is owned by the water system | Installation record (e.g., tap card) | CCTV investigation at curb stop - internal
The entire service line is owned by the customer | Installation date after lead ban | CCTV investigation at curb stop - external
Ownership is split, meaning that the system owns and portion and the customer owns a portion | Service line diameter is > 2 inches | Water quality sampling
Other | Service line repair or replacement record | Mechanical excavation at one location
| Predictive model | Mechanical excavation at multiple locations
| Water sampling only with no records | Visual inspection at the meter pit
| Field inspection only with no records | Other
Other
State review of customer notification of service line material
Select "Yes", "No", or "N/A"
Yes
No
N/A
Sensitive subpopulations
No
Yes - School
Yes - Day Care
Yes - Multifamily Home
Yes - Other

## Detailed Inventory
Detailed Inventory
#REF!
#REF!
Date Last Updated:
Purpose of this worksheet: To provide a customizable format water systems can use to track materials for each service line in their distribution system. General Instructions: Each row in this worksheet represents one service line connecting the water main to the customer's plumbing. The worksheet includes required and recommended elements; the columns with the aqua shading are required by the LCRR. Systems can customize by adding or deleting columns. Important notes for each column are in Row 12; also see the Template Instructions worksheet for detailed instructions. Note that users can freeze panes to enable them to see the headings and notes when entering data. The worksheet includes examples in rows 13 - 20 and is formatted for approximately 10,000 entries.
Location Information |  |  |  |  | System-Owned Portion | [9 empty] | Customer-Owned Portion | [8 empty] | Entire Service Line Material Classification | Other Potential Sources of Lead |  |  | Additional Information to Assign Tap Monitoring Tiering |  |  |  | Lead Service Line Replacement (LSLR)
Unique Service Line ID | Location Identifier |  | Sensitive Population? (Yes/No) | Disadvantaged Neighborhood? (Yes/No) | System-Owned Portion Service Line Material Classification | If Non-Lead in Column G, Was Material Ever Previously Lead? | Service Line Installation Date | Material if Other | Service Line Size | Basis of Material Classification | Was the Service Line Material Field Verified? | If "Yes" Service Line Material Was Field Verified: |  | Notes | Customer-Owned Portion Service Line Material Classification | Service Line Installation Date |  | Service Line Size | Basis of Material Classification | Was the Service Line Material Field Verified? | If "Yes" Service Line Material Was Field Verified: |  | Notes |  | Is there a Lead Connector? | Is there Lead Solder in the Service Line? | Describe Other Fittings and Equipment Connected to the Service Line that Contain Lead | Building Type Connected to Service Line | Point-of-Entry or Point-of-Use Treatment Present? | Does the Interior Building Plumbing Contain Copper Pipes with Lead Solder Installed Before Your State's Lead Ban (Generally 1986 - 1988)? | Current LCR Sampling Site? | Date of System-owned LSLR | Date of Customer-owned LSLR
| Street Address | Other Location Identifier | [9 empty] | Describe the Field Verification Method | Enter the Date of Field Verification | [7 empty] | Describe the Field Verification Method | Enter the Date of Field Verification
A Unique ID is recommended for each service line. | Water systems must track addresses of all service lines in their internal inventory. For the publicly accessible version, location identifiers are required for lead and galvanized requiring replacement. If the system does not use addresses for their location identifier, other options could include GPS coordinates, landmark, intersection, block, or other details to specify service line locations. |  | Select Yes if sensitive subpopulation, e.g., day care, school, multifamily home. If Yes-Other, describe in the Notes field. | Does location meet state affordability guidelines or other measures? | Dropdown list includes recommended subclassifications. If "Non-Lead Other", describe in Notes field | Select Yes, No, or Don't know. Important for determining if downstream/ customer-owned galvanized service line requires replacement | Date, year, or estimated date range when the service line was installed or replaced |  | Diameter in inches | Select option from drop down list. If "Other," describe in the Notes field | Select Yes or No | Select option from drop down list. If "Other," describe in the Notes field | Enter approximate date of field verification or date that the record was updated | Can use this field for documenting additional relevant information, including when classification changes. | Dropdown list includes recommended subclassifications. If non-lead other, describe in Notes field. | Date, year, or estimated date range when the service line was installed or replaced |  | Diameter in inches | Select option from drop down list. If "Other," describe in the Notes field | Select Yes or No | Select option from drop down list. If "Other," describe in the Notes field | Enter approximate date of field verification or date that record was updated | Can use this field for documenting additional relevant information, including when classification changes. | Dropdown list includes four required service line classifications of Lead, Non-lead, Galvanized Requiring Replacement, or Unknown | For example, lead gooseneck or pigtail where the water main is connected to the service line | Select Yes, No, or Don't Know | For example, backflow preventer or meter containing lead | Note: This information may be helpful for identifying lead tap monitoring locations.
225 | 1320 FRENGER MALL | ASTRONOMY BUILDING |  |  | Galvanized |  | 1992 | Steel | 1 | [5 empty] | Galvanized | 1992 | Steel | 1 | [5 empty] | Galvanized Requiring Replacement
82 | 3080 WILLIAMS AVE. | BIOLOGY ANNEX |  |  | Galvanized |  | 1941 | Steel | 1 | [5 empty] | Galvanized | 1941 | Steel | 1 | [5 empty] | Galvanized Requiring Replacement
140 | 3080 WILLIAMS AVE. | BIOLOGY GREENHOUSE, EAST |  |  | Galvanized |  | 1941 | Steel | 1 | [5 empty] | Galvanized | 1941 | Steel | 1 | [5 empty] | Galvanized Requiring Replacement
138 | 3080 WILLIAMS AVE. | BIOLOGY GREENHOUSE, EAST CENTER |  |  | Galvanized |  | 1941 | Steel | 1 | [5 empty] | Galvanized | 1941 | Steel | 1 | [5 empty] | Galvanized Requiring Replacement
139 | 3080 WILLIAMS AVE. | BIOLOGY GREENHOUSE, EAST CENTER BIOLOGY GREENHOUSE, EAST CENTER |  |  | Galvanized |  | 1941 | Steel | 1 | [5 empty] | Galvanized | 1941 | Steel | 1 | [5 empty] | Galvanized Requiring Replacement
137 | 3080 WILLIAMS AVE. | BIOLOGY GREENHOUSE, WEST |  |  | Galvanized |  | 1941 | Steel | 1 | [5 empty] | Galvanized | 1941 | Steel | 1 | [5 empty] | Galvanized Requiring Replacement
193 | 3145 KNOX ST. | BULL BARN |  |  | Galvanized |  | 1957 | Steel | 1.75 | [5 empty] | Galvanized | 1957 | Steel | 1.75 | [5 empty] | Galvanized Requiring Replacement
156 | 3533 LOCUST ST. | HOUSING & BOOKSTORE WAREHOUSE |  |  | Galvanized |  | 1972 | Steel | 1 | [5 empty] | Galvanized | 1972 | Steel | 1 | [5 empty] | Galvanized Requiring Replacement
164 | 655 COLLEGE DR. | NEMATOLOGY LAB |  |  | Galvanized |  |  | Steel | 1.5 | [5 empty] | Galvanized |  | Steel | 1.5 | [5 empty] | Galvanized Requiring Replacement
206 | 430 MCARTHUR DR. | SUTHERLAND VILLAGE |  |  | Non-Lead - Other |  | 1958 | Steel | 2 | Service line diameter is > 2 inches |  |  |  |  | Galvanized | 1958 | Steel | .75 | [5 empty] | Galvanized Requiring Replacement
206 | 429 MCARTHUR DR. | SUTHERLAND VILLAGE |  |  | Non-Lead - Other |  | 1958 | Steel | 2 | Service line diameter is > 2 inches |  |  |  |  | Galvanized | 1958 | Steel | .75 | [5 empty] | Galvanized Requiring Replacement
206 | 527 SWEET AVE. | SUTHERLAND VILLAGE |  |  | Non-Lead - Other |  | 1958 | Steel | 2 | Service line diameter is > 2 inches |  |  |  |  | Galvanized | 1958 | Steel | .75 | [5 empty] | Galvanized Requiring Replacement
206 | 330 FITE DR. | SUTHERLAND VILLAGE |  |  | Non-Lead - Other |  | 1958 | Steel | 2 | Service line diameter is > 2 inches |  |  |  |  | Galvanized | 1958 | Steel | .75 | [5 empty] | Galvanized Requiring Replacement
206 | 428 MCARTHUR DR. | SUTHERLAND VILLAGE |  |  | Non-Lead - Other |  | 1958 | Steel | 2 | Service line diameter is > 2 inches |  |  |  |  | Galvanized | 1958 | Steel | .75 | [5 empty] | Galvanized Requiring Replacement
206 | 329 FITE DR. | SUTHERLAND VILLAGE |  |  | Non-Lead - Other |  | 1958 | Steel | 2 | Service line diameter is > 2 inches |  |  |  |  | Galvanized | 1958 | Steel | .75 | [5 empty] | Galvanized Requiring Replacement
206 | 427 MCARTHUR DR. | SUTHERLAND VILLAGE |  |  | Non-Lead - Other |  | 1958 | Steel | 2 | Service line diameter is > 2 inches |  |  |  |  | Galvanized | 1958 | Steel | .75 | [5 empty] | Galvanized Requiring Replacement
206 | 525 SWEET AVE. | SUTHERLAND VILLAGE |  |  | Non-Lead - Other |  | 1958 | Steel | 2 | Service line diameter is > 2 inches |  |  |  |  | Galvanized | 1958 | Steel | .75 | [5 empty] | Galvanized Requiring Replacement
206 | 328 FITE DR. | SUTHERLAND VILLAGE |  |  | Non-Lead - Other |  | 1958 | Steel | 2 | Service line diameter is > 2 inches |  |  |  |  | Galvanized | 1958 | Steel | .75 | [5 empty] | Galvanized Requiring Replacement
206 | 426 MCARTHUR DR. | SUTHERLAND VILLAGE |  |  | Non-Lead - Other |  | 1958 | Steel | 2 | Service line diameter is > 2 inches |  |  |  |  | Galvanized | 1958 | Steel | .75 | [5 empty] | Galvanized Requiring Replacement
206 | 327 FITE DR. | SUTHERLAND VILLAGE |  |  | Non-Lead - Other |  | 1958 | Steel | 2 | Service line diameter is > 2 inches |  |  |  |  | Galvanized | 1958 | Steel | .75 | [5 empty] | Galvanized Requiring Replacement
206 | 425 MCARTHUR DR. | SUTHERLAND VILLAGE |  |  | Non-Lead - Other |  | 1958 | Steel | 2 | Service line diameter is > 2 inches |  |  |  |  | Galvanized | 1958 | Steel | .75 | [5 empty] | Galvanized Requiring Replacement
206 | 523 SWEET AVE. | SUTHERLAND VILLAGE |  |  | Non-Lead - Other |  | 1958 | Steel | 2 | Service line diameter is > 2 inches |  |  |  |  | Galvanized | 1958 | Steel | .75 | [5 empty] | Galvanized Requiring Replacement
206 | 326 FITE DR. | SUTHERLAND VILLAGE |  |  | Non-Lead - Other |  | 1958 | Steel | 2 | Service line diameter is > 2 inches |  |  |  |  | Galvanized | 1958 | Steel | .75 | [5 empty] | Galvanized Requiring Replacement
206 | 424 MCARTHUR DR. | SUTHERLAND VILLAGE |  |  | Non-Lead - Other |  | 1958 | Steel | 2 | Service line diameter is > 2 inches |  |  |  |  | Galvanized | 1958 | Steel | .75 | [5 empty] | Galvanized Requiring Replacement
206 | 325 FITE DR. | SUTHERLAND VILLAGE |  |  | Non-Lead - Other |  | 1958 | Steel | 2 | Service line diameter is > 2 inches |  |  |  |  | Galvanized | 1958 | Steel | .75 | [5 empty] | Galvanized Requiring Replacement
206 | 423 MCARTHUR DR. | SUTHERLAND VILLAGE |  |  | Non-Lead - Other |  | 1958 | Steel | 2 | Service line diameter is > 2 inches |  |  |  |  | Galvanized | 1958 | Steel | .75 | [5 empty] | Galvanized Requiring Replacement
206 | 521 SWEET AVE. | SUTHERLAND VILLAGE |  |  | Non-Lead - Other |  | 1958 | Steel | 2 | Service line diameter is > 2 inches |  |  |  |  | Galvanized | 1958 | Steel | .75 | [5 empty] | Galvanized Requiring Replacement
206 | 324 FITE DR. | SUTHERLAND VILLAGE |  |  | Non-Lead - Other |  | 1958 | Steel | 2 | Service line diameter is > 2 inches |  |  |  |  | Galvanized | 1958 | Steel | .75 | [5 empty] | Galvanized Requiring Replacement
206 | 422 MCARTHUR DR. | SUTHERLAND VILLAGE |  |  | Non-Lead - Other |  | 1958 | Steel | 2 | Service line diameter is > 2 inches |  |  |  |  | Galvanized | 1958 | Steel | .75 | [5 empty] | Galvanized Requiring Replacement
206 | 323 FITE DR. | SUTHERLAND VILLAGE |  |  | Non-Lead - Other |  | 1958 | Steel | 2 | Service line diameter is > 2 inches |  |  |  |  | Galvanized | 1958 | Steel | .75 | [5 empty] | Galvanized Requiring Replacement
206 | 421 MCARTHUR DR. | SUTHERLAND VILLAGE |  |  | Non-Lead - Other |  | 1958 | Steel | 2 | Service line diameter is > 2 inches |  |  |  |  | Galvanized | 1958 | Steel | .75 | [5 empty] | Galvanized Requiring Replacement
206 | 519 SWEET AVE. | SUTHERLAND VILLAGE |  |  | Non-Lead - Other |  | 1958 | Steel | 2 | Service line diameter is > 2 inches |  |  |  |  | Galvanized | 1958 | Steel | .75 | [5 empty] | Galvanized Requiring Replacement
206 | 322 FITE DR. | SUTHERLAND VILLAGE |  |  | Non-Lead - Other |  | 1958 | Steel | 2 | Service line diameter is > 2 inches |  |  |  |  | Galvanized | 1958 | Steel | .75 | [5 empty] | Galvanized Requiring Replacement
206 | 420 MCARTHUR DR. | SUTHERLAND VILLAGE |  |  | Non-Lead - Other |  | 1958 | Steel | 2 | Service line diameter is > 2 inches |  |  |  |  | Galvanized | 1958 | Steel | .75 | [5 empty] | Galvanized Requiring Replacement
206 | 321 FITE DR. | SUTHERLAND VILLAGE |  |  | Non-Lead - Other |  | 1958 | Steel | 2 | Service line diameter is > 2 inches |  |  |  |  | Galvanized | 1958 | Steel | .75 | [5 empty] | Galvanized Requiring Replacement
206 | 419 MCARTHUR DR. | SUTHERLAND VILLAGE |  |  | Non-Lead - Other |  | 1958 | Steel | 2 | Service line diameter is > 2 inches |  |  |  |  | Galvanized | 1958 | Steel | .75 | [5 empty] | Galvanized Requiring Replacement
206 | 320 FITE DR. | SUTHERLAND VILLAGE |  |  | Non-Lead - Other |  | 1958 | Steel | 2 | Service line diameter is > 2 inches |  |  |  |  | Galvanized | 1958 | Steel | .75 | [5 empty] | Galvanized Requiring Replacement
206 | 418 MCARTHUR DR. | SUTHERLAND VILLAGE |  |  | Non-Lead - Other |  | 1958 | Steel | 2 | Service line diameter is > 2 inches |  |  |  |  | Galvanized | 1958 | Steel | .75 | [5 empty] | Galvanized Requiring Replacement
206 | 319 FITE DR. | SUTHERLAND VILLAGE |  |  | Non-Lead - Other |  | 1958 | Steel | 2 | Service line diameter is > 2 inches |  |  |  |  | Galvanized | 1958 | Steel | .75 | [5 empty] | Galvanized Requiring Replacement
206 | 417 MCARTHUR DR. | SUTHERLAND VILLAGE |  |  | Non-Lead - Other |  | 1958 | Steel | 2 | Service line diameter is > 2 inches |  |  |  |  | Galvanized | 1958 | Steel | .75 | [5 empty] | Galvanized Requiring Replacement
206 | 318 FITE DR. | SUTHERLAND VILLAGE |  |  | Non-Lead - Other |  | 1958 | Steel | 2 | Service line diameter is > 2 inches |  |  |  |  | Galvanized | 1958 | Steel | .75 | [5 empty] | Galvanized Requiring Replacement
206 | 416 MCARTHUR DR. | SUTHERLAND VILLAGE |  |  | Non-Lead - Other |  | 1958 | Steel | 2 | Service line diameter is > 2 inches |  |  |  |  | Galvanized | 1958 | Steel | .75 | [5 empty] | Galvanized Requiring Replacement
206 | 317 FITE DR. | SUTHERLAND VILLAGE |  |  | Non-Lead - Other |  | 1958 | Steel | 2 | Service line diameter is > 2 inches |  |  |  |  | Galvanized | 1958 | Steel | .75 | [5 empty] | Galvanized Requiring Replacement
206 | 415 MCARTHUR DR. | SUTHERLAND VILLAGE |  |  | Non-Lead - Other |  | 1958 | Steel | 2 | Service line diameter is > 2 inches |  |  |  |  | Galvanized | 1958 | Steel | .75 | [5 empty] | Galvanized Requiring Replacement
206 | 316 FITE DR. | SUTHERLAND VILLAGE |  |  | Non-Lead - Other |  | 1958 | Steel | 2 | Service line diameter is > 2 inches |  |  |  |  | Galvanized | 1958 | Steel | .75 | [5 empty] | Galvanized Requiring Replacement
206 | 414 MCARTHUR DR. | SUTHERLAND VILLAGE |  |  | Non-Lead - Other |  | 1958 | Steel | 2 | Service line diameter is > 2 inches |  |  |  |  | Galvanized | 1958 | Steel | .75 | [5 empty] | Galvanized Requiring Replacement
206 | 315 FITE DR. | SUTHERLAND VILLAGE |  |  | Non-Lead - Other |  | 1958 | Steel | 2 | Service line diameter is > 2 inches |  |  |  |  | Galvanized | 1958 | Steel | .75 | [5 empty] | Galvanized Requiring Replacement
206 | 413 MCARTHUR DR. | SUTHERLAND VILLAGE |  |  | Non-Lead - Other |  | 1958 | Steel | 2 | Service line diameter is > 2 inches |  |  |  |  | Galvanized | 1958 | Steel | .75 | [5 empty] | Galvanized Requiring Replacement
206 | 314 FITE DR. | SUTHERLAND VILLAGE |  |  | Non-Lead - Other |  | 1958 | Steel | 2 | Service line diameter is > 2 inches |  |  |  |  | Galvanized | 1958 | Steel | .75 | [5 empty] | Galvanized Requiring Replacement
206 | 412 MCARTHUR DR. | SUTHERLAND VILLAGE |  |  | Non-Lead - Other |  | 1958 | Steel | 2 | Service line diameter is > 2 inches |  |  |  |  | Galvanized | 1958 | Steel | .75 | [5 empty] | Galvanized Requiring Replacement
206 | 313 FITE DR. | SUTHERLAND VILLAGE |  |  | Non-Lead - Other |  | 1958 | Steel | 2 | Service line diameter is > 2 inches |  |  |  |  | Galvanized | 1958 | Steel | .75 | [5 empty] | Galvanized Requiring Replacement
206 | 411 MCARTHUR DR. | SUTHERLAND VILLAGE |  |  | Non-Lead - Other |  | 1958 | Steel | 2 | Service line diameter is > 2 inches |  |  |  |  | Galvanized | 1958 | Steel | .75 | [5 empty] | Galvanized Requiring Replacement
206 | 312 FITE DR. | SUTHERLAND VILLAGE |  |  | Non-Lead - Other |  | 1958 | Steel | 2 | Service line diameter is > 2 inches |  |  |  |  | Galvanized | 1958 | Steel | .75 | [5 empty] | Galvanized Requiring Replacement
206 | 410 MCARTHUR DR. | SUTHERLAND VILLAGE |  |  | Non-Lead - Other |  | 1958 | Steel | 2 | Service line diameter is > 2 inches |  |  |  |  | Galvanized | 1958 | Steel | .75 | [5 empty] | Galvanized Requiring Replacement
206 | 311 FITE DR. | SUTHERLAND VILLAGE |  |  | Non-Lead - Other |  | 1958 | Steel | 2 | Service line diameter is > 2 inches |  |  |  |  | Galvanized | 1958 | Steel | .75 | [5 empty] | Galvanized Requiring Replacement
206 | 409 MCARTHUR DR. | SUTHERLAND VILLAGE |  |  | Non-Lead - Other |  | 1958 | Steel | 2 | Service line diameter is > 2 inches |  |  |  |  | Galvanized | 1958 | Steel | .75 | [5 empty] | Galvanized Requiring Replacement
206 | 408 MCARTHUR DR. | SUTHERLAND VILLAGE |  |  | Non-Lead - Other |  | 1958 | Steel | 2 | Service line diameter is > 2 inches |  |  |  |  | Galvanized | 1958 | Steel | .75 | [5 empty] | Galvanized Requiring Replacement
206 | 310 FITE DR. | SUTHERLAND VILLAGE |  |  | Non-Lead - Other |  | 1958 | Steel | 2 | Service line diameter is > 2 inches |  |  |  |  | Galvanized | 1958 | Steel | .75 | [5 empty] | Galvanized Requiring Replacement
206 | 309 FITE DR. | SUTHERLAND VILLAGE |  |  | Non-Lead - Other |  | 1958 | Steel | 2 | Service line diameter is > 2 inches |  |  |  |  | Galvanized | 1958 | Steel | .75 | [5 empty] | Galvanized Requiring Replacement
206 | 407 MCARTHUR DR. | SUTHERLAND VILLAGE |  |  | Non-Lead - Other |  | 1958 | Steel | 2 | Service line diameter is > 2 inches |  |  |  |  | Galvanized | 1958 | Steel | .75 | [5 empty] | Galvanized Requiring Replacement
206 | 308 FITE DR. | SUTHERLAND VILLAGE |  |  | Non-Lead - Other |  | 1958 | Steel | 2 | Service line diameter is > 2 inches |  |  |  |  | Galvanized | 1958 | Steel | .75 | [5 empty] | Galvanized Requiring Replacement
206 | 307 FITE DR. | SUTHERLAND VILLAGE |  |  | Non-Lead - Other |  | 1958 | Steel | 2 | Service line diameter is > 2 inches |  |  |  |  | Galvanized | 1958 | Steel | .75 | [5 empty] | Galvanized Requiring Replacement
206 | 405 MCARTHUR DR. | SUTHERLAND VILLAGE |  |  | Non-Lead - Other |  | 1958 | Steel | 2 | Service line diameter is > 2 inches |  |  |  |  | Galvanized | 1958 | Steel | .75 | [5 empty] | Galvanized Requiring Replacement
206 | 306 FITE DR. | SUTHERLAND VILLAGE |  |  | Non-Lead - Other |  | 1958 | Steel | 2 | Service line diameter is > 2 inches |  |  |  |  | Galvanized | 1958 | Steel | .75 | [5 empty] | Galvanized Requiring Replacement
206 | 403 MCARTHUR DR. | SUTHERLAND VILLAGE |  |  | Non-Lead - Other |  | 1958 | Steel | 2 | Service line diameter is > 2 inches |  |  |  |  | Galvanized | 1958 | Steel | .75 | [5 empty] | Galvanized Requiring Replacement
206 | 304 FITE DR. | SUTHERLAND VILLAGE |  |  | Non-Lead - Other |  | 1958 | Steel | 2 | Service line diameter is > 2 inches |  |  |  |  | Galvanized | 1958 | Steel | .75 | [5 empty] | Galvanized Requiring Replacement
206 | 401 MCARTHUR DR. | SUTHERLAND VILLAGE |  |  | Non-Lead - Other |  | 1958 | Steel | 2 | Service line diameter is > 2 inches |  |  |  |  | Galvanized | 1958 | Steel | .75 | [5 empty] | Galvanized Requiring Replacement
206 | 302 FITE DR. | SUTHERLAND VILLAGE |  |  | Non-Lead - Other |  | 1958 | Steel | 2 | Service line diameter is > 2 inches |  |  |  |  | Galvanized | 1958 | Steel | .75 | [5 empty] | Galvanized Requiring Replacement
206 | 204 HOLLINGER. | SUTHERLAND VILLAGE |  |  | Non-Lead - Other |  | 1958 | Steel | 2 | Service line diameter is > 2 inches |  |  |  |  | Galvanized | 1958 | Steel | .75 | [5 empty] | Galvanized Requiring Replacement
206 | 202 HOLLINGER. | SUTHERLAND VILLAGE |  |  | Non-Lead - Other |  | 1958 | Steel | 2 | Service line diameter is > 2 inches |  |  |  |  | Galvanized | 1958 | Steel | .75 | [5 empty] | Galvanized Requiring Replacement
206 | 204 HOLLINGER. | SUTHERLAND VILLAGE |  |  | Non-Lead - Other |  | 1958 | Steel | 2 | Service line diameter is > 2 inches |  |  |  |  | Galvanized | 1958 | Steel | .75 | [5 empty] | Galvanized Requiring Replacement
206 | 111 GREGG ST. | SUTHERLAND VILLAGE |  |  | Non-Lead - Other |  | 1958 | Steel | 2 | Service line diameter is > 2 inches |  |  |  |  | Galvanized | 1958 | Steel | .75 | [5 empty] | Galvanized Requiring Replacement
206 | 109 GREGG ST. | SUTHERLAND VILLAGE |  |  | Non-Lead - Other |  | 1958 | Steel | 2 | Service line diameter is > 2 inches |  |  |  |  | Galvanized | 1958 | Steel | .75 | [5 empty] | Galvanized Requiring Replacement
206 | 105 GREGG ST. | SUTHERLAND VILLAGE |  |  | Non-Lead - Other |  | 1958 | Steel | 2 | Service line diameter is > 2 inches |  |  |  |  | Galvanized | 1958 | Steel | .75 | [5 empty] | Galvanized Requiring Replacement
206 | 105 GREGG ST. | SUTHERLAND VILLAGE |  |  | Non-Lead - Other |  | 1958 | Steel | 2 | Service line diameter is > 2 inches |  |  |  |  | Galvanized | 1958 | Steel | .75 | [5 empty] | Galvanized Requiring Replacement
206 | 101 GREGG ST. | SUTHERLAND VILLAGE |  |  | Non-Lead - Other |  | 1958 | Steel | 2 | Service line diameter is > 2 inches |  |  |  |  | Galvanized | 1958 | Steel | .75 | [5 empty] | Galvanized Requiring Replacement
206 | 101 GREGG ST. | SUTHERLAND VILLAGE |  |  | Non-Lead - Other |  | 1958 | Steel | 2 | Service line diameter is > 2 inches |  |  |  |  | Galvanized | 1958 | Steel | .75 | [5 empty] | Galvanized Requiring Replacement
206 | 3429 ESPINA ST. | SUTHERLAND VILLAGE |  |  | Non-Lead - Other |  | 1958 | Steel | 2 | Service line diameter is > 2 inches |  |  |  |  | Galvanized | 1958 | Steel | .75 | [5 empty] | Galvanized Requiring Replacement
206 | 1030 WOOTEN DR. | SUTHERLAND VILLAGE |  |  | Non-Lead - Other |  | 1958 | Steel | 2 | Service line diameter is > 2 inches |  |  |  |  | Galvanized | 1958 | Steel | .75 | [5 empty] | Galvanized Requiring Replacement
206 | 3427 ESPINA ST. | SUTHERLAND VILLAGE |  |  | Non-Lead - Other |  | 1958 | Steel | 2 | Service line diameter is > 2 inches |  |  |  |  | Galvanized | 1958 | Steel | .75 | [5 empty] | Galvanized Requiring Replacement
206 | 1029 WOOTEN DR. | SUTHERLAND VILLAGE |  |  | Non-Lead - Other |  | 1958 | Steel | 2 | Service line diameter is > 2 inches |  |  |  |  | Galvanized | 1958 | Steel | .75 | [5 empty] | Galvanized Requiring Replacement
206 | 1028 WOOTEN DR. | SUTHERLAND VILLAGE |  |  | Non-Lead - Other |  | 1958 | Steel | 2 | Service line diameter is > 2 inches |  |  |  |  | Galvanized | 1958 | Steel | .75 | [5 empty] | Galvanized Requiring Replacement
206 | 824 POE DR. | SUTHERLAND VILLAGE |  |  | Non-Lead - Other |  | 1958 | Steel | 2 | Service line diameter is > 2 inches |  |  |  |  | Galvanized | 1958 | Steel | .75 | [5 empty] | Galvanized Requiring Replacement
206 | 825 POE DR. | SUTHERLAND VILLAGE |  |  | Non-Lead - Other |  | 1958 | Steel | 2 | Service line diameter is > 2 inches |  |  |  |  | Galvanized | 1958 | Steel | .75 | [5 empty] | Galvanized Requiring Replacement
206 | 1027 WOOTEN DR. | SUTHERLAND VILLAGE |  |  | Non-Lead - Other |  | 1958 | Steel | 2 | Service line diameter is > 2 inches |  |  |  |  | Galvanized | 1958 | Steel | .75 | [5 empty] | Galvanized Requiring Replacement
206 | 3425 ESPINA ST. | SUTHERLAND VILLAGE |  |  | Non-Lead - Other |  | 1958 | Steel | 2 | Service line diameter is > 2 inches |  |  |  |  | Galvanized | 1958 | Steel | .75 | [5 empty] | Galvanized Requiring Replacement
206 | 726 STANDLEY DR. | SUTHERLAND VILLAGE |  |  | Non-Lead - Other |  | 1958 | Steel | 2 | Service line diameter is > 2 inches |  |  |  |  | Galvanized | 1958 | Steel | .75 | [5 empty] | Galvanized Requiring Replacement
206 | 822 POE DR. | SUTHERLAND VILLAGE |  |  | Non-Lead - Other |  | 1958 | Steel | 2 | Service line diameter is > 2 inches |  |  |  |  | Galvanized | 1958 | Steel | .75 | [5 empty] | Galvanized Requiring Replacement
206 | 1026 WOOTEN DR. | SUTHERLAND VILLAGE |  |  | Non-Lead - Other |  | 1958 | Steel | 2 | Service line diameter is > 2 inches |  |  |  |  | Galvanized | 1958 | Steel | .75 | [5 empty] | Galvanized Requiring Replacement
206 | 725 STANDLEY DR. | SUTHERLAND VILLAGE |  |  | Non-Lead - Other |  | 1958 | Steel | 2 | Service line diameter is > 2 inches |  |  |  |  | Galvanized | 1958 | Steel | .75 | [5 empty] | Galvanized Requiring Replacement
206 | 823 POE DR. | SUTHERLAND VILLAGE |  |  | Non-Lead - Other |  | 1958 | Steel | 2 | Service line diameter is > 2 inches |  |  |  |  | Galvanized | 1958 | Steel | .75 | [5 empty] | Galvanized Requiring Replacement
206 | 1025 WOOTEN DR | SUTHERLAND VILLAGE |  |  | Non-Lead - Other |  | 1958 | Steel | 2 | Service line diameter is > 2 inches |  |  |  |  | Galvanized | 1958 | Steel | .75 | [5 empty] | Galvanized Requiring Replacement
206 | 3423 ESPINA ST. | SUTHERLAND VILLAGE |  |  | Non-Lead - Other |  | 1958 | Steel | 2 | Service line diameter is > 2 inches |  |  |  |  | Galvanized | 1958 | Steel | .75 | [5 empty] | Galvanized Requiring Replacement
206 | 528 SWEET AVE. | SUTHERLAND VILLAGE |  |  | Non-Lead - Other |  | 1958 | Steel | 2 | Service line diameter is > 2 inches |  |  |  |  | Galvanized | 1958 | Steel | .75 | [5 empty] | Galvanized Requiring Replacement
206 | 820 POE DR. | SUTHERLAND VILLAGE |  |  | Non-Lead - Other |  | 1958 | Steel | 2 | Service line diameter is > 2 inches |  |  |  |  | Galvanized | 1958 | Steel | .75 | [5 empty] | Galvanized Requiring Replacement
206 | 724 STANDLEY DR. | SUTHERLAND VILLAGE |  |  | Non-Lead - Other |  | 1958 | Steel | 2 | Service line diameter is > 2 inches |  |  |  |  | Galvanized | 1958 | Steel | .75 | [5 empty] | Galvanized Requiring Replacement
206 | 1024 WOOTEN DR. | SUTHERLAND VILLAGE |  |  | Non-Lead - Other |  | 1958 | Steel | 2 | Service line diameter is > 2 inches |  |  |  |  | Galvanized | 1958 | Steel | .75 | [5 empty] | Galvanized Requiring Replacement
206 | 723 STANDLEY DR. | SUTHERLAND VILLAGE |  |  | Non-Lead - Other |  | 1958 | Steel | 2 | Service line diameter is > 2 inches |  |  |  |  | Galvanized | 1958 | Steel | .75 | [5 empty] | Galvanized Requiring Replacement
206 | 821 POE DR. | SUTHERLAND VILLAGE |  |  | Non-Lead - Other |  | 1958 | Steel | 2 | Service line diameter is > 2 inches |  |  |  |  | Galvanized | 1958 | Steel | .75 | [5 empty] | Galvanized Requiring Replacement
206 | 1023 WOOTEN DR. | SUTHERLAND VILLAGE |  |  | Non-Lead - Other |  | 1958 | Steel | 2 | Service line diameter is > 2 inches |  |  |  |  | Galvanized | 1958 | Steel | .75 | [5 empty] | Galvanized Requiring Replacement
206 | 3421 ESPINA ST. | SUTHERLAND VILLAGE |  |  | Non-Lead - Other |  | 1958 | Steel | 2 | Service line diameter is > 2 inches |  |  |  |  | Galvanized | 1958 | Steel | .75 | [5 empty] | Galvanized Requiring Replacement
206 | 722 STANDLEY DR. | SUTHERLAND VILLAGE |  |  | Non-Lead - Other |  | 1958 | Steel | 2 | Service line diameter is > 2 inches |  |  |  |  | Galvanized | 1958 | Steel | .75 | [5 empty] | Galvanized Requiring Replacement
206 | 526 SWEET AVE. | SUTHERLAND VILLAGE |  |  | Non-Lead - Other |  | 1958 | Steel | 2 | Service line diameter is > 2 inches |  |  |  |  | Galvanized | 1958 | Steel | .75 | [5 empty] | Galvanized Requiring Replacement
206 | 818 POE DR. | SUTHERLAND VILLAGE |  |  | Non-Lead - Other |  | 1958 | Steel | 2 | Service line diameter is > 2 inches |  |  |  |  | Galvanized | 1958 | Steel | .75 | [5 empty] | Galvanized Requiring Replacement
206 | 1022 WOOTEN DR. | SUTHERLAND VILLAGE |  |  | Non-Lead - Other |  | 1958 | Steel | 2 | Service line diameter is > 2 inches |  |  |  |  | Galvanized | 1958 | Steel | .75 | [5 empty] | Galvanized Requiring Replacement
206 | 1021 WOOTEN DR. | SUTHERLAND VILLAGE |  |  | Non-Lead - Other |  | 1958 | Steel | 2 | Service line diameter is > 2 inches |  |  |  |  | Galvanized | 1958 | Steel | .75 | [5 empty] | Galvanized Requiring Replacement
206 | 819 POE DR. | SUTHERLAND VILLAGE |  |  | Non-Lead - Other |  | 1958 | Steel | 2 | Service line diameter is > 2 inches |  |  |  |  | Galvanized | 1958 | Steel | .75 | [5 empty] | Galvanized Requiring Replacement
206 | 721 STANDLEY DR. | SUTHERLAND VILLAGE |  |  | Non-Lead - Other |  | 1958 | Steel | 2 | Service line diameter is > 2 inches |  |  |  |  | Galvanized | 1958 | Steel | .75 | [5 empty] | Galvanized Requiring Replacement
206 | 3419 ESPINA ST. | SUTHERLAND VILLAGE |  |  | Non-Lead - Other |  | 1958 | Steel | 2 | Service line diameter is > 2 inches |  |  |  |  | Galvanized | 1958 | Steel | .75 | [5 empty] | Galvanized Requiring Replacement
206 | 720 STANDLEY DR. | SUTHERLAND VILLAGE |  |  | Non-Lead - Other |  | 1958 | Steel | 2 | Service line diameter is > 2 inches |  |  |  |  | Galvanized | 1958 | Steel | .75 | [5 empty] | Galvanized Requiring Replacement
206 | 524 SWEET AVE. | SUTHERLAND VILLAGE |  |  | Non-Lead - Other |  | 1958 | Steel | 2 | Service line diameter is > 2 inches |  |  |  |  | Galvanized | 1958 | Steel | .75 | [5 empty] | Galvanized Requiring Replacement
206 | 1020 WOOTEN DR. | SUTHERLAND VILLAGE |  |  | Non-Lead - Other |  | 1958 | Steel | 2 | Service line diameter is > 2 inches |  |  |  |  | Galvanized | 1958 | Steel | .75 | [5 empty] | Galvanized Requiring Replacement
206 | 816 POE DR. | SUTHERLAND VILLAGE |  |  | Non-Lead - Other |  | 1958 | Steel | 2 | Service line diameter is > 2 inches |  |  |  |  | Galvanized | 1958 | Steel | .75 | [5 empty] | Galvanized Requiring Replacement
206 | 719 STANDLEY DR. | SUTHERLAND VILLAGE |  |  | Non-Lead - Other |  | 1958 | Steel | 2 | Service line diameter is > 2 inches |  |  |  |  | Galvanized | 1958 | Steel | .75 | [5 empty] | Galvanized Requiring Replacement
206 | 817 POE DR. | SUTHERLAND VILLAGE |  |  | Non-Lead - Other |  | 1958 | Steel | 2 | Service line diameter is > 2 inches |  |  |  |  | Galvanized | 1958 | Steel | .75 | [5 empty] | Galvanized Requiring Replacement
206 | 3417 ESPINA ST. | SUTHERLAND VILLAGE |  |  | Non-Lead - Other |  | 1958 | Steel | 2 | Service line diameter is > 2 inches |  |  |  |  | Galvanized | 1958 | Steel | .75 | [5 empty] | Galvanized Requiring Replacement
206 | 1019 WOOTEN DR. | SUTHERLAND VILLAGE |  |  | Non-Lead - Other |  | 1958 | Steel | 2 | Service line diameter is > 2 inches |  |  |  |  | Galvanized | 1958 | Steel | .75 | [5 empty] | Galvanized Requiring Replacement
206 | 718 STANDLEY DR. | SUTHERLAND VILLAGE |  |  | Non-Lead - Other |  | 1958 | Steel | 2 | Service line diameter is > 2 inches |  |  |  |  | Galvanized | 1958 | Steel | .75 | [5 empty] | Galvanized Requiring Replacement
206 | 522 SWEET AVE. | SUTHERLAND VILLAGE |  |  | Non-Lead - Other |  | 1958 | Steel | 2 | Service line diameter is > 2 inches |  |  |  |  | Galvanized | 1958 | Steel | .75 | [5 empty] | Galvanized Requiring Replacement
206 | 814 POE DR. | SUTHERLAND VILLAGE |  |  | Non-Lead - Other |  | 1958 | Steel | 2 | Service line diameter is > 2 inches |  |  |  |  | Galvanized | 1958 | Steel | .75 | [5 empty] | Galvanized Requiring Replacement
206 | 1018 WOOTEN DR. | SUTHERLAND VILLAGE |  |  | Non-Lead - Other |  | 1958 | Steel | 2 | Service line diameter is > 2 inches |  |  |  |  | Galvanized | 1958 | Steel | .75 | [5 empty] | Galvanized Requiring Replacement
206 | 717 STANDLEY DR. | SUTHERLAND VILLAGE |  |  | Non-Lead - Other |  | 1958 | Steel | 2 | Service line diameter is > 2 inches |  |  |  |  | Galvanized | 1958 | Steel | .75 | [5 empty] | Galvanized Requiring Replacement
206 | 1017 WOOTEN DR. | SUTHERLAND VILLAGE |  |  | Non-Lead - Other |  | 1958 | Steel | 2 | Service line diameter is > 2 inches |  |  |  |  | Galvanized | 1958 | Steel | .75 | [5 empty] | Galvanized Requiring Replacement
206 | 815 POE DR. | SUTHERLAND VILLAGE |  |  | Non-Lead - Other |  | 1958 | Steel | 2 | Service line diameter is > 2 inches |  |  |  |  | Galvanized | 1958 | Steel | .75 | [5 empty] | Galvanized Requiring Replacement
206 | 3415 ESPINA ST. | SUTHERLAND VILLAGE |  |  | Non-Lead - Other |  | 1958 | Steel | 2 | Service line diameter is > 2 inches |  |  |  |  | Galvanized | 1958 | Steel | .75 | [5 empty] | Galvanized Requiring Replacement
206 | 520 SWEET AVE. | SUTHERLAND VILLAGE |  |  | Non-Lead - Other |  | 1958 | Steel | 2 | Service line diameter is > 2 inches |  |  |  |  | Galvanized | 1958 | Steel | .75 | [5 empty] | Galvanized Requiring Replacement
206 | 1016 WOOTEN DR. | SUTHERLAND VILLAGE |  |  | Non-Lead - Other |  | 1958 | Steel | 2 | Service line diameter is > 2 inches |  |  |  |  | Galvanized | 1958 | Steel | .75 | [5 empty] | Galvanized Requiring Replacement
206 | 716 STANDLEY DR. | SUTHERLAND VILLAGE |  |  | Non-Lead - Other |  | 1958 | Steel | 2 | Service line diameter is > 2 inches |  |  |  |  | Galvanized | 1958 | Steel | .75 | [5 empty] | Galvanized Requiring Replacement
206 | 812 POE DR. | SUTHERLAND VILLAGE |  |  | Non-Lead - Other |  | 1958 | Steel | 2 | Service line diameter is > 2 inches |  |  |  |  | Galvanized | 1958 | Steel | .75 | [5 empty] | Galvanized Requiring Replacement
206 | 715 STANDLEY DR. | SUTHERLAND VILLAGE |  |  | Non-Lead - Other |  | 1958 | Steel | 2 | Service line diameter is > 2 inches |  |  |  |  | Galvanized | 1958 | Steel | .75 | [5 empty] | Galvanized Requiring Replacement
206 | 1015 WOOTEN DR. | SUTHERLAND VILLAGE |  |  | Non-Lead - Other |  | 1958 | Steel | 2 | Service line diameter is > 2 inches |  |  |  |  | Galvanized | 1958 | Steel | .75 | [5 empty] | Galvanized Requiring Replacement
206 | 813 POE DR. | SUTHERLAND VILLAGE |  |  | Non-Lead - Other |  | 1958 | Steel | 2 | Service line diameter is > 2 inches |  |  |  |  | Galvanized | 1958 | Steel | .75 | [5 empty] | Galvanized Requiring Replacement
206 | 3413 ESPINA ST. | SUTHERLAND VILLAGE |  |  | Non-Lead - Other |  | 1958 | Steel | 2 | Service line diameter is > 2 inches |  |  |  |  | Galvanized | 1958 | Steel | .75 | [5 empty] | Galvanized Requiring Replacement
206 | 810 POE DR. | SUTHERLAND VILLAGE |  |  | Non-Lead - Other |  | 1958 | Steel | 2 | Service line diameter is > 2 inches |  |  |  |  | Galvanized | 1958 | Steel | .75 | [5 empty] | Galvanized Requiring Replacement
206 | 518 SWEET AVE. | SUTHERLAND VILLAGE |  |  | Non-Lead - Other |  | 1958 | Steel | 2 | Service line diameter is > 2 inches |  |  |  |  | Galvanized | 1958 | Steel | .75 | [5 empty] | Galvanized Requiring Replacement
206 | 714 STANDLEY DR. | SUTHERLAND VILLAGE |  |  | Non-Lead - Other |  | 1958 | Steel | 2 | Service line diameter is > 2 inches |  |  |  |  | Galvanized | 1958 | Steel | .75 | [5 empty] | Galvanized Requiring Replacement
206 | 1014 WOOTEN DR. | SUTHERLAND VILLAGE |  |  | Non-Lead - Other |  | 1958 | Steel | 2 | Service line diameter is > 2 inches |  |  |  |  | Galvanized | 1958 | Steel | .75 | [5 empty] | Galvanized Requiring Replacement
206 | 713 STANDLEY DR. | SUTHERLAND VILLAGE |  |  | Non-Lead - Other |  | 1958 | Steel | 2 | Service line diameter is > 2 inches |  |  |  |  | Galvanized | 1958 | Steel | .75 | [5 empty] | Galvanized Requiring Replacement
206 | 811 POE DR. | SUTHERLAND VILLAGE |  |  | Non-Lead - Other |  | 1958 | Steel | 2 | Service line diameter is > 2 inches |  |  |  |  | Galvanized | 1958 | Steel | .75 | [5 empty] | Galvanized Requiring Replacement
206 | 1013 WOOTEN DR. | SUTHERLAND VILLAGE |  |  | Non-Lead - Other |  | 1958 | Steel | 2 | Service line diameter is > 2 inches |  |  |  |  | Galvanized | 1958 | Steel | .75 | [5 empty] | Galvanized Requiring Replacement
206 | 3411 ESPINA ST. | SUTHERLAND VILLAGE |  |  | Non-Lead - Other |  | 1958 | Steel | 2 | Service line diameter is > 2 inches |  |  |  |  | Galvanized | 1958 | Steel | .75 | [5 empty] | Galvanized Requiring Replacement
206 | 808 POE DR. | SUTHERLAND VILLAGE |  |  | Non-Lead - Other |  | 1958 | Steel | 2 | Service line diameter is > 2 inches |  |  |  |  | Galvanized | 1958 | Steel | .75 | [5 empty] | Galvanized Requiring Replacement
206 | 516 SWEET AVE. | SUTHERLAND VILLAGE |  |  | Non-Lead - Other |  | 1958 | Steel | 2 | Service line diameter is > 2 inches |  |  |  |  | Galvanized | 1958 | Steel | .75 | [5 empty] | Galvanized Requiring Replacement
206 | 712 STANDLEY DR. | SUTHERLAND VILLAGE |  |  | Non-Lead - Other |  | 1958 | Steel | 2 | Service line diameter is > 2 inches |  |  |  |  | Galvanized | 1958 | Steel | .75 | [5 empty] | Galvanized Requiring Replacement
206 | 1012 WOOTEN DR. | SUTHERLAND VILLAGE |  |  | Non-Lead - Other |  | 1958 | Steel | 2 | Service line diameter is > 2 inches |  |  |  |  | Galvanized | 1958 | Steel | .75 | [5 empty] | Galvanized Requiring Replacement
206 | 809 POE DR. | SUTHERLAND VILLAGE |  |  | Non-Lead - Other |  | 1958 | Steel | 2 | Service line diameter is > 2 inches |  |  |  |  | Galvanized | 1958 | Steel | .75 | [5 empty] | Galvanized Requiring Replacement
206 | 517 SWEET AVE. | SUTHERLAND VILLAGE |  |  | Non-Lead - Other |  | 1958 | Steel | 2 | Service line diameter is > 2 inches |  |  |  |  | Galvanized | 1958 | Steel | .75 | [5 empty] | Galvanized Requiring Replacement
206 | 711 STANDLEY DR. | SUTHERLAND VILLAGE |  |  | Non-Lead - Other |  | 1958 | Steel | 2 | Service line diameter is > 2 inches |  |  |  |  | Galvanized | 1958 | Steel | .75 | [5 empty] | Galvanized Requiring Replacement
206 | 1011 WOOTEN DR. | SUTHERLAND VILLAGE |  |  | Non-Lead - Other |  | 1958 | Steel | 2 | Service line diameter is > 2 inches |  |  |  |  | Galvanized | 1958 | Steel | .75 | [5 empty] | Galvanized Requiring Replacement
206 | 3409 ESPINA ST. | SUTHERLAND VILLAGE |  |  | Non-Lead - Other |  | 1958 | Steel | 2 | Service line diameter is > 2 inches |  |  |  |  | Galvanized | 1958 | Steel | .75 | [5 empty] | Galvanized Requiring Replacement
206 | 710 STANDLEY DR. | SUTHERLAND VILLAGE |  |  | Non-Lead - Other |  | 1958 | Steel | 2 | Service line diameter is > 2 inches |  |  |  |  | Galvanized | 1958 | Steel | .75 | [5 empty] | Galvanized Requiring Replacement
206 | 514 SWEET AVE. | SUTHERLAND VILLAGE |  |  | Non-Lead - Other |  | 1958 | Steel | 2 | Service line diameter is > 2 inches |  |  |  |  | Galvanized | 1958 | Steel | .75 | [5 empty] | Galvanized Requiring Replacement
206 | 806 POE DR. | SUTHERLAND VILLAGE |  |  | Non-Lead - Other |  | 1958 | Steel | 2 | Service line diameter is > 2 inches |  |  |  |  | Galvanized | 1958 | Steel | .75 | [5 empty] | Galvanized Requiring Replacement
206 | 515 SWEET AVE. | SUTHERLAND VILLAGE |  |  | Non-Lead - Other |  | 1958 | Steel | 2 | Service line diameter is > 2 inches |  |  |  |  | Galvanized | 1958 | Steel | .75 | [5 empty] | Galvanized Requiring Replacement
206 | 1010 WOOTEN DR. | SUTHERLAND VILLAGE |  |  | Non-Lead - Other |  | 1958 | Steel | 2 | Service line diameter is > 2 inches |  |  |  |  | Galvanized | 1958 | Steel | .75 | [5 empty] | Galvanized Requiring Replacement
206 | 709 STANDLEY DR. | SUTHERLAND VILLAGE |  |  | Non-Lead - Other |  | 1958 | Steel | 2 | Service line diameter is > 2 inches |  |  |  |  | Galvanized | 1958 | Steel | .75 | [5 empty] | Galvanized Requiring Replacement
206 | 807 POE DR. | SUTHERLAND VILLAGE |  |  | Non-Lead - Other |  | 1958 | Steel | 2 | Service line diameter is > 2 inches |  |  |  |  | Galvanized | 1958 | Steel | .75 | [5 empty] | Galvanized Requiring Replacement
206 | 708 STANDLEY DR. | SUTHERLAND VILLAGE |  |  | Non-Lead - Other |  | 1958 | Steel | 2 | Service line diameter is > 2 inches |  |  |  |  | Galvanized | 1958 | Steel | .75 | [5 empty] | Galvanized Requiring Replacement
206 | 1009 WOOTEN DR. | SUTHERLAND VILLAGE |  |  | Non-Lead - Other |  | 1958 | Steel | 2 | Service line diameter is > 2 inches |  |  |  |  | Galvanized | 1958 | Steel | .75 | [5 empty] | Galvanized Requiring Replacement
206 | 3407 ESPINA ST.. | SUTHERLAND VILLAGE |  |  | Non-Lead - Other |  | 1958 | Steel | 2 | Service line diameter is > 2 inches |  |  |  |  | Galvanized | 1958 | Steel | .75 | [5 empty] | Galvanized Requiring Replacement
206 | 512 SWEET AVE. | SUTHERLAND VILLAGE |  |  | Non-Lead - Other |  | 1958 | Steel | 2 | Service line diameter is > 2 inches |  |  |  |  | Galvanized | 1958 | Steel | .75 | [5 empty] | Galvanized Requiring Replacement
206 | 804 POE DR. | SUTHERLAND VILLAGE |  |  | Non-Lead - Other |  | 1958 | Steel | 2 | Service line diameter is > 2 inches |  |  |  |  | Galvanized | 1958 | Steel | .75 | [5 empty] | Galvanized Requiring Replacement
206 | 513 SWEET AVE. | SUTHERLAND VILLAGE |  |  | Non-Lead - Other |  | 1958 | Steel | 2 | Service line diameter is > 2 inches |  |  |  |  | Galvanized | 1958 | Steel | .75 | [5 empty] | Galvanized Requiring Replacement
206 | 707 STANDLEY DR. | SUTHERLAND VILLAGE |  |  | Non-Lead - Other |  | 1958 | Steel | 2 | Service line diameter is > 2 inches |  |  |  |  | Galvanized | 1958 | Steel | .75 | [5 empty] | Galvanized Requiring Replacement
206 | 1008 WOOTEN DR. | SUTHERLAND VILLAGE |  |  | Non-Lead - Other |  | 1958 | Steel | 2 | Service line diameter is > 2 inches |  |  |  |  | Galvanized | 1958 | Steel | .75 | [5 empty] | Galvanized Requiring Replacement
206 | 805 POE DR. | SUTHERLAND VILLAGE |  |  | Non-Lead - Other |  | 1958 | Steel | 2 | Service line diameter is > 2 inches |  |  |  |  | Galvanized | 1958 | Steel | .75 | [5 empty] | Galvanized Requiring Replacement
206 | 1007 WOOTEN DR. | SUTHERLAND VILLAGE |  |  | Non-Lead - Other |  | 1958 | Steel | 2 | Service line diameter is > 2 inches |  |  |  |  | Galvanized | 1958 | Steel | .75 | [5 empty] | Galvanized Requiring Replacement
206 | 510 SWEET AVE. | SUTHERLAND VILLAGE |  |  | Non-Lead - Other |  | 1958 | Steel | 2 | Service line diameter is > 2 inches |  |  |  |  | Galvanized | 1958 | Steel | .75 | [5 empty] | Galvanized Requiring Replacement
206 | 706 STANDLEY DR. | SUTHERLAND VILLAGE |  |  | Non-Lead - Other |  | 1958 | Steel | 2 | Service line diameter is > 2 inches |  |  |  |  | Galvanized | 1958 | Steel | .75 | [5 empty] | Galvanized Requiring Replacement
206 | 3405 ESPINA ST. | SUTHERLAND VILLAGE |  |  | Non-Lead - Other |  | 1958 | Steel | 2 | Service line diameter is > 2 inches |  |  |  |  | Galvanized | 1958 | Steel | .75 | [5 empty] | Galvanized Requiring Replacement
206 | 705 STANDLEY DR. | SUTHERLAND VILLAGE |  |  | Non-Lead - Other |  | 1958 | Steel | 2 | Service line diameter is > 2 inches |  |  |  |  | Galvanized | 1958 | Steel | .75 | [5 empty] | Galvanized Requiring Replacement
206 | 511 SWEET AVE. | SUTHERLAND VILLAGE |  |  | Non-Lead - Other |  | 1958 | Steel | 2 | Service line diameter is > 2 inches |  |  |  |  | Galvanized | 1958 | Steel | .75 | [5 empty] | Galvanized Requiring Replacement
206 | 1006 WOOTEN DR. | SUTHERLAND VILLAGE |  |  | Non-Lead - Other |  | 1958 | Steel | 2 | Service line diameter is > 2 inches |  |  |  |  | Galvanized | 1958 | Steel | .75 | [5 empty] | Galvanized Requiring Replacement
206 | 508 SWEET AVE. | SUTHERLAND VILLAGE |  |  | Non-Lead - Other |  | 1958 | Steel | 2 | Service line diameter is > 2 inches |  |  |  |  | Galvanized | 1958 | Steel | .75 | [5 empty] | Galvanized Requiring Replacement
206 | 802 POE DR. | SUTHERLAND VILLAGE |  |  | Non-Lead - Other |  | 1958 | Steel | 2 | Service line diameter is > 2 inches |  |  |  |  | Galvanized | 1958 | Steel | .75 | [5 empty] | Galvanized Requiring Replacement
206 | 1005 WOOTEN DR. | SUTHERLAND VILLAGE |  |  | Non-Lead - Other |  | 1958 | Steel | 2 | Service line diameter is > 2 inches |  |  |  |  | Galvanized | 1958 | Steel | .75 | [5 empty] | Galvanized Requiring Replacement
206 | 3403 ESPINA ST. | SUTHERLAND VILLAGE |  |  | Non-Lead - Other |  | 1958 | Steel | 2 | Service line diameter is > 2 inches |  |  |  |  | Galvanized | 1958 | Steel | .75 | [5 empty] | Galvanized Requiring Replacement
206 | 509 SWEET AVE. | SUTHERLAND VILLAGE |  |  | Non-Lead - Other |  | 1958 | Steel | 2 | Service line diameter is > 2 inches |  |  |  |  | Galvanized | 1958 | Steel | .75 | [5 empty] | Galvanized Requiring Replacement
206 | 609 WIMBERLY | SUTHERLAND VILLAGE |  |  | Non-Lead - Other |  | 1958 | Steel | 2 | Service line diameter is > 2 inches |  |  |  |  | Galvanized | 1958 | Steel | .75 | [5 empty] | Galvanized Requiring Replacement
206 | 605 WIMBERLY | SUTHERLAND VILLAGE |  |  | Non-Lead - Other |  | 1958 | Steel | 2 | Service line diameter is > 2 inches |  |  |  |  | Galvanized | 1958 | Steel | .75 | [5 empty] | Galvanized Requiring Replacement
206 | 506 SWEET AVE. | SUTHERLAND VILLAGE |  |  | Non-Lead - Other |  | 1958 | Steel | 2 | Service line diameter is > 2 inches |  |  |  |  | Galvanized | 1958 | Steel | .75 | [5 empty] | Galvanized Requiring Replacement
206 | 1004 WOOTEN DR. | SUTHERLAND VILLAGE |  |  | Non-Lead - Other |  | 1958 | Steel | 2 | Service line diameter is > 2 inches |  |  |  |  | Galvanized | 1958 | Steel | .75 | [5 empty] | Galvanized Requiring Replacement
206 | 605 WIMBERLY | SUTHERLAND VILLAGE |  |  | Non-Lead - Other |  | 1958 | Steel | 2 | Service line diameter is > 2 inches |  |  |  |  | Galvanized | 1958 | Steel | .75 | [5 empty] | Galvanized Requiring Replacement
206 | 1003 WOOTEN DR. | SUTHERLAND VILLAGE |  |  | Non-Lead - Other |  | 1958 | Steel | 2 | Service line diameter is > 2 inches |  |  |  |  | Galvanized | 1958 | Steel | .75 | [5 empty] | Galvanized Requiring Replacement
206 | 507 SWEET AVE. | SUTHERLAND VILLAGE |  |  | Non-Lead - Other |  | 1958 | Steel | 2 | Service line diameter is > 2 inches |  |  |  |  | Galvanized | 1958 | Steel | .75 | [5 empty] | Galvanized Requiring Replacement
206 | 3401 ESPINA ST. | SUTHERLAND VILLAGE |  |  | Non-Lead - Other |  | 1958 | Steel | 2 | Service line diameter is > 2 inches |  |  |  |  | Galvanized | 1958 | Steel | .75 | [5 empty] | Galvanized Requiring Replacement
206 | 1002 WOOTEN DR. | SUTHERLAND VILLAGE |  |  | Non-Lead - Other |  | 1958 | Steel | 2 | Service line diameter is > 2 inches |  |  |  |  | Galvanized | 1958 | Steel | .75 | [5 empty] | Galvanized Requiring Replacement
206 | 505 SWEET AVE. | SUTHERLAND VILLAGE |  |  | Non-Lead - Other |  | 1958 | Steel | 2 | Service line diameter is > 2 inches |  |  |  |  | Galvanized | 1958 | Steel | .75 | [5 empty] | Galvanized Requiring Replacement
206 | 1001 WOOTEN DR. | SUTHERLAND VILLAGE |  |  | Non-Lead - Other |  | 1958 | Steel | 2 | Service line diameter is > 2 inches |  |  |  |  | Galvanized | 1958 | Steel | .75 | [5 empty] | Galvanized Requiring Replacement
206 | 406 MCARTHUR DR. | SUTHERLAND VILLAGE |  |  | Non-Lead - Other |  | 1958 | Steel | 2 | Service line diameter is > 2 inches |  |  |  |  | Galvanized | 1958 | Steel | .75 | [5 empty] | Galvanized Requiring Replacement
206 | 610 WIMBERLY | SUTHERLAND VILLAGE |  |  | Non-Lead - Other |  | 1958 | Steel | 2 | Service line diameter is > 2 inches |  |  |  |  | Galvanized | 1958 | Steel | .75 | [5 empty] | Galvanized Requiring Replacement
206 | 503 SWEET AVE. | SUTHERLAND VILLAGE |  |  | Non-Lead - Other |  | 1958 | Steel | 2 | Service line diameter is > 2 inches |  |  |  |  | Galvanized | 1958 | Steel | .75 | [5 empty] | Galvanized Requiring Replacement
206 | 608 WIMBERLY | SUTHERLAND VILLAGE |  |  | Non-Lead - Other |  | 1958 | Steel | 2 | Service line diameter is > 2 inches |  |  |  |  | Galvanized | 1958 | Steel | .75 | [5 empty] | Galvanized Requiring Replacement
206 | 604 WIMBERLY | SUTHERLAND VILLAGE |  |  | Non-Lead - Other |  | 1958 | Steel | 2 | Service line diameter is > 2 inches |  |  |  |  | Galvanized | 1958 | Steel | .75 | [5 empty] | Galvanized Requiring Replacement
206 | 404 MCARTHUR DR. | SUTHERLAND VILLAGE |  |  | Non-Lead - Other |  | 1958 | Steel | 2 | Service line diameter is > 2 inches |  |  |  |  | Galvanized | 1958 | Steel | .75 | [5 empty] | Galvanized Requiring Replacement
206 | 604 WIMBERLY | SUTHERLAND VILLAGE |  |  | Non-Lead - Other |  | 1958 | Steel | 2 | Service line diameter is > 2 inches |  |  |  |  | Galvanized | 1958 | Steel | .75 | [5 empty] | Galvanized Requiring Replacement
206 | 501 SWEET AVE. | SUTHERLAND VILLAGE |  |  | Non-Lead - Other |  | 1958 | Steel | 2 | Service line diameter is > 2 inches |  |  |  |  | Galvanized | 1958 | Steel | .75 | [5 empty] | Galvanized Requiring Replacement
206 | 602 WIMBERLY | SUTHERLAND VILLAGE |  |  | Non-Lead - Other |  | 1958 | Steel | 2 | Service line diameter is > 2 inches |  |  |  |  | Galvanized | 1958 | Steel | .75 | [5 empty] | Galvanized Requiring Replacement
206 | 402 MCARTHUR DR. | SUTHERLAND VILLAGE |  |  | Non-Lead - Other |  | 1958 | Steel | 2 | Service line diameter is > 2 inches |  |  |  |  | Galvanized | 1958 | Steel | .75 | [5 empty] | Galvanized Requiring Replacement
206 | 119 GREGG ST. | SUTHERLAND VILLAGE |  |  | Non-Lead - Other |  | 1958 | Steel | 2 | Service line diameter is > 2 inches |  |  |  |  | Galvanized | 1958 | Steel | .75 | [5 empty] | Galvanized Requiring Replacement
206 | 117 GREGG ST. | SUTHERLAND VILLAGE |  |  | Non-Lead - Other |  | 1958 | Steel | 2 | Service line diameter is > 2 inches |  |  |  |  | Galvanized | 1958 | Steel | .75 | [5 empty] | Galvanized Requiring Replacement
206 | 115 GREGG ST. | SUTHERLAND VILLAGE |  |  | Non-Lead - Other |  | 1958 | Steel | 2 | Service line diameter is > 2 inches |  |  |  |  | Galvanized | 1958 | Steel | .75 | [5 empty] | Galvanized Requiring Replacement
206 | 113 GREGG ST. | SUTHERLAND VILLAGE |  |  | Non-Lead - Other |  | 1958 | Steel | 2 | Service line diameter is > 2 inches |  |  |  |  | Galvanized | 1958 | Steel | .75 | [5 empty] | Galvanized Requiring Replacement
206 | 908 GREGG ST. | SUTHERLAND VILLAGE |  |  | Non-Lead - Other |  | 1958 | Steel | 2 | Service line diameter is > 2 inches |  |  |  |  | Galvanized | 1958 | Steel | .75 | [5 empty] | Galvanized Requiring Replacement
206 | 906 GREGG ST. | SUTHERLAND VILLAGE |  |  | Non-Lead - Other |  | 1958 | Steel | 2 | Service line diameter is > 2 inches |  |  |  |  | Galvanized | 1958 | Steel | .75 | [5 empty] | Galvanized Requiring Replacement
206 | 902 GREGG ST. | SUTHERLAND VILLAGE |  |  | Non-Lead - Other |  | 1958 | Steel | 2 | Service line diameter is > 2 inches |  |  |  |  | Galvanized | 1958 | Steel | .75 | [5 empty] | Galvanized Requiring Replacement
206 | 902 GREGG ST. | SUTHERLAND VILLAGE |  |  | Non-Lead - Other |  | 1958 | Steel | 2 | Service line diameter is > 2 inches |  |  |  |  | Galvanized | 1958 | Steel | .75 | [5 empty] | Galvanized Requiring Replacement
212 | 529 SWEET AVE. | SUTHERLAND VILLAGE |  |  | Non-Lead - Other |  | 1958 | Steel | 2 | Service line diameter is > 2 inches |  |  |  |  | Galvanized | 1958 | Steel | .75 | [5 empty] | Galvanized Requiring Replacement
214 | 1542 STANDLEY DR. | TOM FORT VILLAGE |  |  | Non-Lead - Other |  | 1959 | Steel | 2 | Service line diameter is > 2 inches |  |  |  |  | Galvanized | 1959 | Steel | .75 | [5 empty] | Galvanized Requiring Replacement
214 | 1540 STANDLEY DR. | TOM FORT VILLAGE |  |  | Non-Lead - Other |  | 1959 | Steel | 2 | Service line diameter is > 2 inches |  |  |  |  | Galvanized | 1959 | Steel | .75 | [5 empty] | Galvanized Requiring Replacement
214 | 1538 STANDLEY DR. | TOM FORT VILLAGE |  |  | Non-Lead - Other |  | 1959 | Steel | 2 | Service line diameter is > 2 inches |  |  |  |  | Galvanized | 1959 | Steel | .75 | [5 empty] | Galvanized Requiring Replacement
214 | 1543 STANDLEY DR. | TOM FORT VILLAGE |  |  | Non-Lead - Other |  | 1959 | Steel | 2 | Service line diameter is > 2 inches |  |  |  |  | Galvanized | 1959 | Steel | .75 | [5 empty] | Galvanized Requiring Replacement
214 | 1538 STANDLEY DR. | TOM FORT VILLAGE |  |  | Non-Lead - Other |  | 1959 | Steel | 2 | Service line diameter is > 2 inches |  |  |  |  | Galvanized | 1959 | Steel | .75 | [5 empty] | Galvanized Requiring Replacement
214 | 1541 STANDLEY DR. | TOM FORT VILLAGE |  |  | Non-Lead - Other |  | 1959 | Steel | 2 | Service line diameter is > 2 inches |  |  |  |  | Galvanized | 1959 | Steel | .75 | [5 empty] | Galvanized Requiring Replacement
214 | 1541 STANDLEY DR. | TOM FORT VILLAGE |  |  | Non-Lead - Other |  | 1959 | Steel | 2 | Service line diameter is > 2 inches |  |  |  |  | Galvanized | 1959 | Steel | .75 | [5 empty] | Galvanized Requiring Replacement
214 | 1537 STANDLEY DR. | TOM FORT VILLAGE |  |  | Non-Lead - Other |  | 1959 | Steel | 2 | Service line diameter is > 2 inches |  |  |  |  | Galvanized | 1959 | Steel | .75 | [5 empty] | Galvanized Requiring Replacement
214 | 1537 STANDLEY DR. | TOM FORT VILLAGE |  |  | Non-Lead - Other |  | 1959 | Steel | 2 | Service line diameter is > 2 inches |  |  |  |  | Galvanized | 1959 | Steel | .75 | [5 empty] | Galvanized Requiring Replacement
214 | 1533 STANDLEY DR. | TOM FORT VILLAGE |  |  | Non-Lead - Other |  | 1959 | Steel | 2 | Service line diameter is > 2 inches |  |  |  |  | Galvanized | 1959 | Steel | .75 | [5 empty] | Galvanized Requiring Replacement
214 | 1526 STANDLEY DR. | TOM FORT VILLAGE |  |  | Non-Lead - Other |  | 1959 | Steel | 2 | Service line diameter is > 2 inches |  |  |  |  | Galvanized | 1959 | Steel | .75 | [5 empty] | Galvanized Requiring Replacement
214 | 1533 STANDLEY DR. | TOM FORT VILLAGE |  |  | Non-Lead - Other |  | 1959 | Steel | 2 | Service line diameter is > 2 inches |  |  |  |  | Galvanized | 1959 | Steel | .75 | [5 empty] | Galvanized Requiring Replacement
214 | 1524 STANDLEY DR. | TOM FORT VILLAGE |  |  | Non-Lead - Other |  | 1959 | Steel | 2 | Service line diameter is > 2 inches |  |  |  |  | Galvanized | 1959 | Steel | .75 | [5 empty] | Galvanized Requiring Replacement
214 | 1434 SWEET AVE. | TOM FORT VILLAGE |  |  | Non-Lead - Other |  | 1959 | Steel | 2 | Service line diameter is > 2 inches |  |  |  |  | Galvanized | 1959 | Steel | .75 | [5 empty] | Galvanized Requiring Replacement
214 | 1436 SWEET AVE. | TOM FORT VILLAGE |  |  | Non-Lead - Other |  | 1959 | Steel | 2 | Service line diameter is > 2 inches |  |  |  |  | Galvanized | 1959 | Steel | .75 | [5 empty] | Galvanized Requiring Replacement
214 | 1432 SWEET AVE. | TOM FORT VILLAGE |  |  | Non-Lead - Other |  | 1959 | Steel | 2 | Service line diameter is > 2 inches |  |  |  |  | Galvanized | 1959 | Steel | .75 | [5 empty] | Galvanized Requiring Replacement
214 | 1529 STANDLEY DR. | TOM FORT VILLAGE |  |  | Non-Lead - Other |  | 1959 | Steel | 2 | Service line diameter is > 2 inches |  |  |  |  | Galvanized | 1959 | Steel | .75 | [5 empty] | Galvanized Requiring Replacement
214 | 1522 STANDLEY DR. | TOM FORT VILLAGE |  |  | Non-Lead - Other |  | 1959 | Steel | 2 | Service line diameter is > 2 inches |  |  |  |  | Galvanized | 1959 | Steel | .75 | [5 empty] | Galvanized Requiring Replacement
214 | 1432 SWEET AVE. | TOM FORT VILLAGE |  |  | Non-Lead - Other |  | 1959 | Steel | 2 | Service line diameter is > 2 inches |  |  |  |  | Galvanized | 1959 | Steel | .75 | [5 empty] | Galvanized Requiring Replacement
214 | 1428 SWEET AVE. | TOM FORT VILLAGE |  |  | Non-Lead - Other |  | 1959 | Steel | 2 | Service line diameter is > 2 inches |  |  |  |  | Galvanized | 1959 | Steel | .75 | [5 empty] | Galvanized Requiring Replacement
214 | 1529 STANDLEY DR. | TOM FORT VILLAGE |  |  | Non-Lead - Other |  | 1959 | Steel | 2 | Service line diameter is > 2 inches |  |  |  |  | Galvanized | 1959 | Steel | .75 | [5 empty] | Galvanized Requiring Replacement
214 | 1522 STANDLEY DR. | TOM FORT VILLAGE |  |  | Non-Lead - Other |  | 1959 | Steel | 2 | Service line diameter is > 2 inches |  |  |  |  | Galvanized | 1959 | Steel | .75 | [5 empty] | Galvanized Requiring Replacement
214 | 1426 SWEET AVE. | TOM FORT VILLAGE |  |  | Non-Lead - Other |  | 1959 | Steel | 2 | Service line diameter is > 2 inches |  |  |  |  | Galvanized | 1959 | Steel | .75 | [5 empty] | Galvanized Requiring Replacement
214 | 1527 STANDLEY DR. | TOM FORT VILLAGE |  |  | Non-Lead - Other |  | 1959 | Steel | 2 | Service line diameter is > 2 inches |  |  |  |  | Galvanized | 1959 | Steel | .75 | [5 empty] | Galvanized Requiring Replacement
214 | 1424 SWEET AVE. | TOM FORT VILLAGE |  |  | Non-Lead - Other |  | 1959 | Steel | 2 | Service line diameter is > 2 inches |  |  |  |  | Galvanized | 1959 | Steel | .75 | [5 empty] | Galvanized Requiring Replacement
214 | 1525 STANDLEY DR. | TOM FORT VILLAGE |  |  | Non-Lead - Other |  | 1959 | Steel | 2 | Service line diameter is > 2 inches |  |  |  |  | Galvanized | 1959 | Steel | .75 | [5 empty] | Galvanized Requiring Replacement
214 | 1422 SWEET AVE. | TOM FORT VILLAGE |  |  | Non-Lead - Other |  | 1959 | Steel | 2 | Service line diameter is > 2 inches |  |  |  |  | Galvanized | 1959 | Steel | .75 | [5 empty] | Galvanized Requiring Replacement
214 | 1523 STANDLEY DR. | TOM FORT VILLAGE |  |  | Non-Lead - Other |  | 1959 | Steel | 2 | Service line diameter is > 2 inches |  |  |  |  | Galvanized | 1959 | Steel | .75 | [5 empty] | Galvanized Requiring Replacement
214 | 1429 SWEET AVE. | TOM FORT VILLAGE |  |  | Non-Lead - Other |  | 1959 | Steel | 2 | Service line diameter is > 2 inches |  |  |  |  | Galvanized | 1959 | Steel | .75 | [5 empty] | Galvanized Requiring Replacement
214 | 1427 SWEET AVE. | TOM FORT VILLAGE |  |  | Non-Lead - Other |  | 1959 | Steel | 2 | Service line diameter is > 2 inches |  |  |  |  | Galvanized | 1959 | Steel | .75 | [5 empty] | Galvanized Requiring Replacement
214 | 1425 SWEET AVE. | TOM FORT VILLAGE |  |  | Non-Lead - Other |  | 1959 | Steel | 2 | Service line diameter is > 2 inches |  |  |  |  | Galvanized | 1959 | Steel | .75 | [5 empty] | Galvanized Requiring Replacement
214 | 1422 SWEET AVE. | TOM FORT VILLAGE |  |  | Non-Lead - Other |  | 1959 | Steel | 2 | Service line diameter is > 2 inches |  |  |  |  | Galvanized | 1959 | Steel | .75 | [5 empty] | Galvanized Requiring Replacement
214 | 1425 SWEET AVE. | TOM FORT VILLAGE |  |  | Non-Lead - Other |  | 1959 | Steel | 2 | Service line diameter is > 2 inches |  |  |  |  | Galvanized | 1959 | Steel | .75 | [5 empty] | Galvanized Requiring Replacement
214 | 1519 STANDLEY DR. | TOM FORT VILLAGE |  |  | Non-Lead - Other |  | 1959 | Steel | 2 | Service line diameter is > 2 inches |  |  |  |  | Galvanized | 1959 | Steel | .75 | [5 empty] | Galvanized Requiring Replacement
214 | 1420 SWEET AVE. | TOM FORT VILLAGE |  |  | Non-Lead - Other |  | 1959 | Steel | 2 | Service line diameter is > 2 inches |  |  |  |  | Galvanized | 1959 | Steel | .75 | [5 empty] | Galvanized Requiring Replacement
214 | 1519 STANDLEY DR. | TOM FORT VILLAGE |  |  | Non-Lead - Other |  | 1959 | Steel | 2 | Service line diameter is > 2 inches |  |  |  |  | Galvanized | 1959 | Steel | .75 | [5 empty] | Galvanized Requiring Replacement
214 | 1423 SWEET AVE. | TOM FORT VILLAGE |  |  | Non-Lead - Other |  | 1959 | Steel | 2 | Service line diameter is > 2 inches |  |  |  |  | Galvanized | 1959 | Steel | .75 | [5 empty] | Galvanized Requiring Replacement
214 | 1416 SWEET AVE. | TOM FORT VILLAGE |  |  | Non-Lead - Other |  | 1959 | Steel | 2 | Service line diameter is > 2 inches |  |  |  |  | Galvanized | 1959 | Steel | .75 | [5 empty] | Galvanized Requiring Replacement
214 | 1517 STANDLEY DR. | TOM FORT VILLAGE |  |  | Non-Lead - Other |  | 1959 | Steel | 2 | Service line diameter is > 2 inches |  |  |  |  | Galvanized | 1959 | Steel | .75 | [5 empty] | Galvanized Requiring Replacement
214 | 1419 SWEET AVE. | TOM FORT VILLAGE |  |  | Non-Lead - Other |  | 1959 | Steel | 2 | Service line diameter is > 2 inches |  |  |  |  | Galvanized | 1959 | Steel | .75 | [5 empty] | Galvanized Requiring Replacement
214 | 1322 MCARTHUR DR. | TOM FORT VILLAGE |  |  | Non-Lead - Other |  | 1959 | Steel | 2 | Service line diameter is > 2 inches |  |  |  |  | Galvanized | 1959 | Steel | .75 | [5 empty] | Galvanized Requiring Replacement
214 | 1320 MCARTHUR DR. | TOM FORT VILLAGE |  |  | Non-Lead - Other |  | 1959 | Steel | 2 | Service line diameter is > 2 inches |  |  |  |  | Galvanized | 1959 | Steel | .75 | [5 empty] | Galvanized Requiring Replacement
214 | 1416 SWEET AVE. | TOM FORT VILLAGE |  |  | Non-Lead - Other |  | 1959 | Steel | 2 | Service line diameter is > 2 inches |  |  |  |  | Galvanized | 1959 | Steel | .75 | [5 empty] | Galvanized Requiring Replacement
214 | 1419 SWEET AVE. | TOM FORT VILLAGE |  |  | Non-Lead - Other |  | 1959 | Steel | 2 | Service line diameter is > 2 inches |  |  |  |  | Galvanized | 1959 | Steel | .75 | [5 empty] | Galvanized Requiring Replacement
214 | 1320 MCARTHUR DR. | TOM FORT VILLAGE |  |  | Non-Lead - Other |  | 1959 | Steel | 2 | Service line diameter is > 2 inches |  |  |  |  | Galvanized | 1959 | Steel | .75 | [5 empty] | Galvanized Requiring Replacement
214 | 1412 SWEET AVE. | TOM FORT VILLAGE |  |  | Non-Lead - Other |  | 1959 | Steel | 2 | Service line diameter is > 2 inches |  |  |  |  | Galvanized | 1959 | Steel | .75 | [5 empty] | Galvanized Requiring Replacement
214 | 1415 SWEET AVE. | TOM FORT VILLAGE |  |  | Non-Lead - Other |  | 1959 | Steel | 2 | Service line diameter is > 2 inches |  |  |  |  | Galvanized | 1959 | Steel | .75 | [5 empty] | Galvanized Requiring Replacement
214 | 1316 MCARTHUR DR. | TOM FORT VILLAGE |  |  | Non-Lead - Other |  | 1959 | Steel | 2 | Service line diameter is > 2 inches |  |  |  |  | Galvanized | 1959 | Steel | .75 | [5 empty] | Galvanized Requiring Replacement
214 | 1410 SWEET AVE. | TOM FORT VILLAGE |  |  | Non-Lead - Other |  | 1959 | Steel | 2 | Service line diameter is > 2 inches |  |  |  |  | Galvanized | 1959 | Steel | .75 | [5 empty] | Galvanized Requiring Replacement
214 | 1413 SWEET AVE. | TOM FORT VILLAGE |  |  | Non-Lead - Other |  | 1959 | Steel | 2 | Service line diameter is > 2 inches |  |  |  |  | Galvanized | 1959 | Steel | .75 | [5 empty] | Galvanized Requiring Replacement
214 | 1410 SWEET AVE. | TOM FORT VILLAGE |  |  | Non-Lead - Other |  | 1959 | Steel | 2 | Service line diameter is > 2 inches |  |  |  |  | Galvanized | 1959 | Steel | .75 | [5 empty] | Galvanized Requiring Replacement
214 | 1316 MCARTHUR DR. | TOM FORT VILLAGE |  |  | Non-Lead - Other |  | 1959 | Steel | 2 | Service line diameter is > 2 inches |  |  |  |  | Galvanized | 1959 | Steel | .75 | [5 empty] | Galvanized Requiring Replacement
214 | 1413 SWEET AVE. | TOM FORT VILLAGE |  |  | Non-Lead - Other |  | 1959 | Steel | 2 | Service line diameter is > 2 inches |  |  |  |  | Galvanized | 1959 | Steel | .75 | [5 empty] | Galvanized Requiring Replacement
214 | 1314 MCARTHUR DR. | TOM FORT VILLAGE |  |  | Non-Lead - Other |  | 1959 | Steel | 2 | Service line diameter is > 2 inches |  |  |  |  | Galvanized | 1959 | Steel | .75 | [5 empty] | Galvanized Requiring Replacement
214 | 1315 MCARTHUR DR. | TOM FORT VILLAGE |  |  | Non-Lead - Other |  | 1959 | Steel | 2 | Service line diameter is > 2 inches |  |  |  |  | Galvanized | 1959 | Steel | .75 | [5 empty] | Galvanized Requiring Replacement
214 | 1409 SWEET AVE. | TOM FORT VILLAGE |  |  | Non-Lead - Other |  | 1959 | Steel | 2 | Service line diameter is > 2 inches |  |  |  |  | Galvanized | 1959 | Steel | .75 | [5 empty] | Galvanized Requiring Replacement
214 | 1310 MCARTHUR DR. | TOM FORT VILLAGE |  |  | Non-Lead - Other |  | 1959 | Steel | 2 | Service line diameter is > 2 inches |  |  |  |  | Galvanized | 1959 | Steel | .75 | [5 empty] | Galvanized Requiring Replacement
214 | 1315 MCARTHUR DR. | TOM FORT VILLAGE |  |  | Non-Lead - Other |  | 1959 | Steel | 2 | Service line diameter is > 2 inches |  |  |  |  | Galvanized | 1959 | Steel | .75 | [5 empty] | Galvanized Requiring Replacement
214 | 1407 SWEET AVE. | TOM FORT VILLAGE |  |  | Non-Lead - Other |  | 1959 | Steel | 2 | Service line diameter is > 2 inches |  |  |  |  | Galvanized | 1959 | Steel | .75 | [5 empty] | Galvanized Requiring Replacement
214 | 1308 MCARTHUR DR. | TOM FORT VILLAGE |  |  | Non-Lead - Other |  | 1959 | Steel | 2 | Service line diameter is > 2 inches |  |  |  |  | Galvanized | 1959 | Steel | .75 | [5 empty] | Galvanized Requiring Replacement
214 | 1311 MCARTHUR DR. | TOM FORT VILLAGE |  |  | Non-Lead - Other |  | 1959 | Steel | 2 | Service line diameter is > 2 inches |  |  |  |  | Galvanized | 1959 | Steel | .75 | [5 empty] | Galvanized Requiring Replacement
214 | 1407 SWEET AVE. | TOM FORT VILLAGE |  |  | Non-Lead - Other |  | 1959 | Steel | 2 | Service line diameter is > 2 inches |  |  |  |  | Galvanized | 1959 | Steel | .75 | [5 empty] | Galvanized Requiring Replacement
214 | 1306 MCARTHUR DR. | TOM FORT VILLAGE |  |  | Non-Lead - Other |  | 1959 | Steel | 2 | Service line diameter is > 2 inches |  |  |  |  | Galvanized | 1959 | Steel | .75 | [5 empty] | Galvanized Requiring Replacement
214 | 1311 MCARTHUR DR. | TOM FORT VILLAGE |  |  | Non-Lead - Other |  | 1959 | Steel | 2 | Service line diameter is > 2 inches |  |  |  |  | Galvanized | 1959 | Steel | .75 | [5 empty] | Galvanized Requiring Replacement
214 | 1403 SWEET AVE. | TOM FORT VILLAGE |  |  | Non-Lead - Other |  | 1959 | Steel | 2 | Service line diameter is > 2 inches |  |  |  |  | Galvanized | 1959 | Steel | .75 | [5 empty] | Galvanized Requiring Replacement
214 | 1304 MCARTHUR DR. | TOM FORT VILLAGE |  |  | Non-Lead - Other |  | 1959 | Steel | 2 | Service line diameter is > 2 inches |  |  |  |  | Galvanized | 1959 | Steel | .75 | [5 empty] | Galvanized Requiring Replacement
214 | 1309 MCARTHUR DR. | TOM FORT VILLAGE |  |  | Non-Lead - Other |  | 1959 | Steel | 2 | Service line diameter is > 2 inches |  |  |  |  | Galvanized | 1959 | Steel | .75 | [5 empty] | Galvanized Requiring Replacement
214 | 1208 FITE DR. | TOM FORT VILLAGE |  |  | Non-Lead - Other |  | 1959 | Steel | 2 | Service line diameter is > 2 inches |  |  |  |  | Galvanized | 1959 | Steel | .75 | [5 empty] | Galvanized Requiring Replacement
214 | 1401 SWEET AVE. | TOM FORT VILLAGE |  |  | Non-Lead - Other |  | 1959 | Steel | 2 | Service line diameter is > 2 inches |  |  |  |  | Galvanized | 1959 | Steel | .75 | [5 empty] | Galvanized Requiring Replacement
214 | 1307 MCARTHUR DR. | TOM FORT VILLAGE |  |  | Non-Lead - Other |  | 1959 | Steel | 2 | Service line diameter is > 2 inches |  |  |  |  | Galvanized | 1959 | Steel | .75 | [5 empty] | Galvanized Requiring Replacement
214 | 1302 MCARTHUR DR. | TOM FORT VILLAGE |  |  | Non-Lead - Other |  | 1959 | Steel | 2 | Service line diameter is > 2 inches |  |  |  |  | Galvanized | 1959 | Steel | .75 | [5 empty] | Galvanized Requiring Replacement
214 | 1208 FITE DR. | TOM FORT VILLAGE |  |  | Non-Lead - Other |  | 1959 | Steel | 2 | Service line diameter is > 2 inches |  |  |  |  | Galvanized | 1959 | Steel | .75 | [5 empty] | Galvanized Requiring Replacement
214 | 1303 MCARTHUR DR. | TOM FORT VILLAGE |  |  | Non-Lead - Other |  | 1959 | Steel | 2 | Service line diameter is > 2 inches |  |  |  |  | Galvanized | 1959 | Steel | .75 | [5 empty] | Galvanized Requiring Replacement
214 | 1204 FITE DR. | TOM FORT VILLAGE |  |  | Non-Lead - Other |  | 1959 | Steel | 2 | Service line diameter is > 2 inches |  |  |  |  | Galvanized | 1959 | Steel | .75 | [5 empty] | Galvanized Requiring Replacement
214 | 1300 MCARTHUR DR. | TOM FORT VILLAGE |  |  | Non-Lead - Other |  | 1959 | Steel | 2 | Service line diameter is > 2 inches |  |  |  |  | Galvanized | 1959 | Steel | .75 | [5 empty] | Galvanized Requiring Replacement
214 | 1301 MCARTHUR DR. | TOM FORT VILLAGE |  |  | Non-Lead - Other |  | 1959 | Steel | 2 | Service line diameter is > 2 inches |  |  |  |  | Galvanized | 1959 | Steel | .75 | [5 empty] | Galvanized Requiring Replacement
214 | 1202 FITE DR. | TOM FORT VILLAGE |  |  | Non-Lead - Other |  | 1959 | Steel | 2 | Service line diameter is > 2 inches |  |  |  |  | Galvanized | 1959 | Steel | .75 | [5 empty] | Galvanized Requiring Replacement
214 | 1200 FITE DR. | TOM FORT VILLAGE |  |  | Non-Lead - Other |  | 1959 | Steel | 2 | Service line diameter is > 2 inches |  |  |  |  | Galvanized | 1959 | Steel | .75 | [5 empty] | Galvanized Requiring Replacement
214 | 1520 STANDLEY DR. | TOM FORT VILLAGE |  |  | Non-Lead - Other |  | 1959 | Steel | 2 | Service line diameter is > 2 inches |  |  |  |  | Galvanized | 1959 | Steel | .75 | [5 empty] | Galvanized Requiring Replacement
214 | 1516 STANDLEY DR. | TOM FORT VILLAGE |  |  | Non-Lead - Other |  | 1959 | Steel | 2 | Service line diameter is > 2 inches |  |  |  |  | Galvanized | 1959 | Steel | .75 | [5 empty] | Galvanized Requiring Replacement
214 | 1516 STANDLEY DR. | TOM FORT VILLAGE |  |  | Non-Lead - Other |  | 1959 | Steel | 2 | Service line diameter is > 2 inches |  |  |  |  | Galvanized | 1959 | Steel | .75 | [5 empty] | Galvanized Requiring Replacement
214 | 1512 STANDLEY DR. | TOM FORT VILLAGE |  |  | Non-Lead - Other |  | 1959 | Steel | 2 | Service line diameter is > 2 inches |  |  |  |  | Galvanized | 1959 | Steel | .75 | [5 empty] | Galvanized Requiring Replacement
214 | 1510 STANDLEY DR. | TOM FORT VILLAGE |  |  | Non-Lead - Other |  | 1959 | Steel | 2 | Service line diameter is > 2 inches |  |  |  |  | Galvanized | 1959 | Steel | .75 | [5 empty] | Galvanized Requiring Replacement
214 | 1508 STANDLEY DR. | TOM FORT VILLAGE |  |  | Non-Lead - Other |  | 1959 | Steel | 2 | Service line diameter is > 2 inches |  |  |  |  | Galvanized | 1959 | Steel | .75 | [5 empty] | Galvanized Requiring Replacement
214 | 1513 STANDLEY DR. | TOM FORT VILLAGE |  |  | Non-Lead - Other |  | 1959 | Steel | 2 | Service line diameter is > 2 inches |  |  |  |  | Galvanized | 1959 | Steel | .75 | [5 empty] | Galvanized Requiring Replacement
214 | 1511 STANDLEY DR. | TOM FORT VILLAGE |  |  | Non-Lead - Other |  | 1959 | Steel | 2 | Service line diameter is > 2 inches |  |  |  |  | Galvanized | 1959 | Steel | .75 | [5 empty] | Galvanized Requiring Replacement
214 | 1506 STANDLEY DR. | TOM FORT VILLAGE |  |  | Non-Lead - Other |  | 1959 | Steel | 2 | Service line diameter is > 2 inches |  |  |  |  | Galvanized | 1959 | Steel | .75 | [5 empty] | Galvanized Requiring Replacement
214 | 1511 STANDLEY DR. | TOM FORT VILLAGE |  |  | Non-Lead - Other |  | 1959 | Steel | 2 | Service line diameter is > 2 inches |  |  |  |  | Galvanized | 1959 | Steel | .75 | [5 empty] | Galvanized Requiring Replacement
214 | 1504 STANDLEY DR. | TOM FORT VILLAGE |  |  | Non-Lead - Other |  | 1959 | Steel | 2 | Service line diameter is > 2 inches |  |  |  |  | Galvanized | 1959 | Steel | .75 | [5 empty] | Galvanized Requiring Replacement
214 | 1507 STANDLEY DR. | TOM FORT VILLAGE |  |  | Non-Lead - Other |  | 1959 | Steel | 2 | Service line diameter is > 2 inches |  |  |  |  | Galvanized | 1959 | Steel | .75 | [5 empty] | Galvanized Requiring Replacement
214 | 1406 SWEET AVE. | TOM FORT VILLAGE |  |  | Non-Lead - Other |  | 1959 | Steel | 2 | Service line diameter is > 2 inches |  |  |  |  | Galvanized | 1959 | Steel | .75 | [5 empty] | Galvanized Requiring Replacement
214 | 1507 STANDLEY DR. | TOM FORT VILLAGE |  |  | Non-Lead - Other |  | 1959 | Steel | 2 | Service line diameter is > 2 inches |  |  |  |  | Galvanized | 1959 | Steel | .75 | [5 empty] | Galvanized Requiring Replacement
214 | 1502 STANDLEY DR. | TOM FORT VILLAGE |  |  | Non-Lead - Other |  | 1959 | Steel | 2 | Service line diameter is > 2 inches |  |  |  |  | Galvanized | 1959 | Steel | .75 | [5 empty] | Galvanized Requiring Replacement
214 | 1404 SWEET AVE. | TOM FORT VILLAGE |  |  | Non-Lead - Other |  | 1959 | Steel | 2 | Service line diameter is > 2 inches |  |  |  |  | Galvanized | 1959 | Steel | .75 | [5 empty] | Galvanized Requiring Replacement
214 | 1503 STANDLEY DR. | TOM FORT VILLAGE |  |  | Non-Lead - Other |  | 1959 | Steel | 2 | Service line diameter is > 2 inches |  |  |  |  | Galvanized | 1959 | Steel | .75 | [5 empty] | Galvanized Requiring Replacement
214 | 1500 STANDLEY DR. | TOM FORT VILLAGE |  |  | Non-Lead - Other |  | 1959 | Steel | 2 | Service line diameter is > 2 inches |  |  |  |  | Galvanized | 1959 | Steel | .75 | [5 empty] | Galvanized Requiring Replacement
214 | 1402 SWEET AVE. | TOM FORT VILLAGE |  |  | Non-Lead - Other |  | 1959 | Steel | 2 | Service line diameter is > 2 inches |  |  |  |  | Galvanized | 1959 | Steel | .75 | [5 empty] | Galvanized Requiring Replacement
214 | 1501 STANDLEY DR. | TOM FORT VILLAGE |  |  | Non-Lead - Other |  | 1959 | Steel | 2 | Service line diameter is > 2 inches |  |  |  |  | Galvanized | 1959 | Steel | .75 | [5 empty] | Galvanized Requiring Replacement
214 | 1400 SWEET AVE. | TOM FORT VILLAGE |  |  | Non-Lead - Other |  | 1959 | Steel | 2 | Service line diameter is > 2 inches |  |  |  |  | Galvanized | 1959 | Steel | .75 | [5 empty] | Galvanized Requiring Replacement
301 | 1544 STANDLEY DR. | TOM FORT VILLAGE |  |  | Non-Lead - Other |  | 1959 | Steel | 2 | Service line diameter is > 2 inches |  |  |  |  | Galvanized | 1959 | Steel | .75 | [5 empty] | Galvanized Requiring Replacement
412A | 1620 STANDLEY DR. | ACADEMIC RESEARCH A |  |  | Non-Lead - Plastic |  | 1990 | PVC | 4 | Installation date after lead ban |  |  |  |  | Non-Lead - Plastic | 1990 | PVC | 4 | Installation date after lead ban |  |  |  |  | Non-Lead
412B | 1620 STANDLEY DR. | ACADEMIC RESEARCH B |  |  | Non-Lead - Plastic |  | 1990 | PVC | 4 | Installation date after lead ban |  |  |  |  | Non-Lead - Plastic | 1990 | PVC | 4 | Installation date after lead ban |  |  |  |  | Non-Lead
412C | 1620 STANDLEY DR. | ACADEMIC RESEARCH C |  |  | Non-Lead - Plastic |  | 1990 | PVC | 4 | Installation date after lead ban |  |  |  |  | Non-Lead - Plastic | 1990 | PVC | 4 | Installation date after lead ban |  |  |  |  | Non-Lead
471 | 3555 WILLIAMS DR. | AGGIE EXPRESS CONVENIENCE STORE & LAUNDRY |  |  | Non-Lead - Plastic |  | 1995 | PVC | 2.5 | Service line diameter is > 2 inches |  |  |  |  | Non-Lead - Plastic | 1995 | PVC | 2.5 | Service line diameter is > 2 inches |  |  |  |  | Non-Lead
261 | 3080 BRELAND DR. | AGGIE HEALTH & WELLNESS CENTER FORMERLY STUDENT HEALTH CENTER |  |  | Non-Lead - Plastic |  | 1970 | PVC | 2 | Service line diameter is > 2 inches |  |  |  |  | Non-Lead - Plastic | 1970 | PVC | 2 | Service line diameter is > 2 inches |  |  |  |  | Non-Lead
343 | 1625 STANDLEY DR. | AIR TEST FACILITY |  |  | Non-Lead - Plastic |  | 1977 | PVC | 2 | Service line diameter is > 2 inches |  |  |  |  | Non-Lead - Plastic | 1977 | PVC | 2 | Service line diameter is > 2 inches |  |  |  |  | Non-Lead
44 | 775 COLLEGE DR. | ALUMNI & VISITORS CENTER |  |  | Non-Lead - Other |  |  | Steel | 2 | Service line diameter is > 2 inches |  |  |  |  | Non-Lead - Other |  | steel | 2 | Service line diameter is > 2 inches |  |  |  |  | Non-Lead
633 | 3015 ANDREW WALL PL. | AMERICAN INDIAN STUDENT CENTER |  |  | Non-Lead - Plastic |  | 2006 | PVC | 4 | Installation date after lead ban |  |  |  |  | Non-Lead - Plastic | 2006 | PVC | 4 | Installation date after lead ban |  |  |  |  | Non-Lead
347 | 3520 RESEARCH DR. | ANIMAL CARE FACILITY |  |  | Non-Lead - Other |  | 1978 | Steel | 2 | Service line diameter is > 2 inches |  |  |  |  | Non-Lead - Other | 1978 | Steel | 2 | Service line diameter is > 2 inches |  |  |  |  | Non-Lead
251 | 1520 STEWART ST. | AQUATICS CENTER |  |  | Non-Lead - Other |  | 1962 | Steel | 2.5/3 | Service line diameter is > 2 inches |  |  |  |  | Non-Lead - Other | 1962 | Steel | 2.5/3 | Service line diameter is > 2 inches |  |  |  |  | Non-Lead
N/A | 3600 ARROWHEAD DR BLDG BG5 | ARROWHEAD PARK EARLY COLLEGE HIGH SCHOOL |  |  | Non-Lead - Plastic |  | 2011 | PVC | 4 | Installation date after lead ban |  |  |  |  | Non-Lead - Plastic | 2011 | PVC | 4 | Installation date after lead ban |  |  |  |  | Non-Lead
632 | 1400 E. UNIVERSITY AVE. | BARNES & NOBLE NMSU BOOKSTORE |  |  | Non-Lead - Plastic |  | 2011 | PVC | 2 | Installation record (e.g., tap card) |  |  |  |  | Non-Lead - Plastic | 2011 | PVC | 2 | Installation record (e.g., tap card) |  |  |  |  | Non-Lead
552 | 3315 LOCUST ST. | BASEBALL OFFICE AND LOCKER ROOM |  |  | Non-Lead - Plastic |  | 2000 | PVC | 2 | Installation date after lead ban |  |  |  |  | Non-Lead - Plastic | 2000 | PVC | 2 | Installation date after lead ban |  |  |  |  | Non-Lead
578 | 3315 LOCUST ST. | BASEBALL PUBLIC RESTROOMS |  |  | Non-Lead - Plastic |  | 2000 | PVC | 2 | Installation date after lead ban |  |  |  |  | Non-Lead - Plastic | 2000 | PVC | 2 | Installation date after lead ban |  |  |  |  | Non-Lead
664 | 3315 LOCUST ST. | BASEBALL TRAINING FACILITY |  |  | Non-Lead - Plastic |  | 2000 | PVC | 2 | Installation date after lead ban |  |  |  |  | Non-Lead - Plastic | 2000 | PVC | 2 | Installation date after lead ban |  |  |  |  | Non-Lead
553 | 3315 LOCUST ST | BASEBALL VISITOR'S DUGOUT |  |  | Non-Lead - Plastic |  | 1997 | PVC | .75 | Installation date after lead ban |  |  |  |  | Non-Lead - Plastic | 1997 | PVC | .75 | Installation date after lead ban |  |  |  |  | Non-Lead
241 | 965 STEWART ST. | BEEF OFFICE |  |  | Non-Lead - Plastic |  | 197 | PVC | 2 | Service line diameter is > 2 inches |  |  |  |  | Non-Lead - Plastic | 1970 | PVC | 2 | Service line diameter is > 2 inches |  |  |  |  | Non-Lead
661 | 3020 SOUTH ESPINA ST. | BIOMEDICAL RESEARCH BUILDING (SCHEDULED COMPLETION DATE JULY 11, 2024) |  |  | Non-Lead - Plastic |  | 2024 | PVC | 6 | Installation date after lead ban |  |  |  |  | Non-Lead - Plastic | 2024 | PVC | 6 | Installation date after lead ban |  |  |  |  | Non-Lead
278 | 1305 FRENGER MALL | BRANSON LIBRARY |  |  | Non-Lead - Other |  | 1951 | Steel | 3 | Service line diameter is > 2 inches |  |  |  |  | Non-Lead - Other | 1951 | Steel | 3 | Service line diameter is > 2 inches |  |  |  |  | Non-Lead
184 | 1525 Stewart St. | Breland Hall |  |  | Non-Lead - Plastic |  | 1970 | PVC | 3 | Service line diameter is > 2 inches |  |  |  |  | Non-Lead - Plastic | 1970 | PVC | 3 | Service line diameter is > 2 inches |  |  |  |  | Non-Lead
N008 | 3501 ARROWHEAD DR | BURRELL COLLEGE OF OSTEOPATHIC MEDICINE |  |  | Non-Lead - Plastic |  | 2016 | PVC | 2 | Installation date after lead ban |  |  |  |  | Non-Lead - Plastic | 2016 | PVC | 2 | Installation date after lead ban |  |  |  |  | Non-Lead
386 | 1320 UNIVERSITY AVE. | BUSINESS COMPLEX BUILDING |  |  | Non-Lead - Other |  | 1983 | Steel | 2 | Service line diameter is > 2 inches |  |  |  |  | Non-Lead - Other | 1983 | Steel | 2 | Service line diameter is > 2 inches |  |  |  |  | Non-Lead
30 | 725 COLLEGE DR. | CAMPUS POLICE/AG INSTITUTE |  |  | Non-Lead - Plastic |  | 1972 | PVC | 2 | Service line diameter is > 2 inches |  |  |  |  | Non-Lead - Plastic | 1972 | PVC | 2 | Service line diameter is > 2 inches |  |  |  |  | Non-Lead
376 | 955 STEWART ST. | CATTLE FEED BARN/ANIMAL SCIENCE |  |  | Non-Lead - Plastic |  | 1970 | PVC | 2 | Service line diameter is > 2 inches |  |  |  |  | Non-Lead - Plastic | 1970 | PVC | 2 | Service line diameter is > 2 inches |  |  |  |  | Non-Lead
631 | 1000 E. UNIVERSITY AVE. | CENTER FOR THE ARTS |  |  | Non-Lead - Plastic |  | 2012 | PVC | 4 | Installation record (e.g., tap card) |  |  |  |  | Non-Lead - Plastic | 2012 | PVC | 4 | Installation record (e.g., tap card) |  |  |  |  | Non-Lead
387B | 1500 CENTER DR. | CERVANTES VILLAGE APT COMPLEX |  |  | Non-Lead - Plastic |  | 1989 | PVC | 2 | Service line diameter is > 2 inches |  |  |  |  | Non-Lead - Plastic | 1989 | PVC | 2 | Installation record (e.g., tap card) |  |  |  |  | Non-Lead
387D | 1400 STANDLEY DR. | CERVANTES VILLAGE APT COMPLEX |  |  | Non-Lead - Plastic |  | 1983 | PVC | 2 | Service line diameter is > 2 inches |  |  |  |  | Non-Lead - Plastic | 1983 | PVC | 2 | Service line diameter is > 2 inches |  |  |  |  | Non-Lead
387E | 1390 STANDLEY DR. | CERVANTES VILLAGE APT COMPLEX |  |  | Non-Lead - Plastic |  | 1983 | PVC | 2 | Service line diameter is > 2 inches |  |  |  |  | Non-Lead - Plastic | 1983 | PVC | 2 | Service line diameter is > 2 inches |  |  |  |  | Non-Lead
413F | 3650 RESEARCH DR. | CERVANTES VILLAGE APT COMPLEX |  |  | Non-Lead - Plastic |  | 1983 | PVC | 2 | Service line diameter is > 2 inches |  |  |  |  | Non-Lead - Plastic | 1983 | PVC | 2 | Service line diameter is > 2 inches |  |  |  |  | Non-Lead
413G | 4401 SAM STEELE WAY | CERVANTES VILLAGE APT COMPLEX |  |  | Non-Lead - Plastic |  | 1983 | PVC | 2 | Service line diameter is > 2 inches |  |  |  |  | Non-Lead - Plastic | 1983 | PVC | 2 | Service line diameter is > 2 inches |  |  |  |  | Non-Lead
415H | 4301 SAM STEELE WAY | CERVANTES VILLAGE APT COMPLEX |  |  | Non-Lead - Plastic |  | 1983 | PVC | 2 | Service line diameter is > 2 inches |  |  |  |  | Non-Lead - Plastic | 1983 | PVC | 2 | Service line diameter is > 2 inches |  |  |  |  | Non-Lead
415J | 4201 SAM STEELE WAY | CERVANTES VILLAGE APT COMPLEX |  |  | Non-Lead - Plastic |  | 1989 | PVC | 2 | Service line diameter is > 2 inches |  |  |  |  | Non-Lead - Plastic | 1989 | PVC | 2 | Service line diameter is > 2 inches |  |  |  |  | Non-Lead
387A | 4101 SAM STEELE WAY A500 | CERVANTES VILLAGE, BLDG A (CHILDREN'S VILLAGE) |  |  | Non-Lead - Plastic |  | 1983 | PVC | 2 | Service line diameter is > 2 inches |  |  |  |  | Non-Lead - Plastic | 1983 | PVC | 2 | Service line diameter is > 2 inches |  |  |  |  | Non-Lead
387C | 4121 SAM STEELE WAY | CERVANTES VILLAGE, BLDG C (CHILDREN'S VILLAGE) |  |  | Non-Lead - Plastic |  | 1983 | PVC | 2 | Service line diameter is > 2 inches |  |  |  |  | Non-Lead - Plastic | 1983 | PVC | 2 | Service line diameter is > 2 inches |  |  |  |  | Non-Lead
605 | 1725 STEWART ST | CHAMISA VILLAGE |  |  | Non-Lead - Plastic |  | 2006 | PVC | 4 | Installation date after lead ban |  |  |  |  | Non-Lead - Plastic | 2006 | PVC | 4 | Installation date after lead ban |  |  |  |  | Non-Lead
645 | 1725 STEWART ST | CHAMISA VILLAGE II |  |  | Non-Lead - Plastic |  | 2011 | PVC | 6 | Service line repair or replacement record |  |  |  |  | Non-Lead - Plastic | 2011 | PVC | 6 | Service line repair or replacement record |  |  |  |  | Non-Lead
269 | 3060 SWEET ST. | CHARLES STRICKLAND CENTRAL PLANT |  |  | Non-Lead - Plastic |  | 1970 | PVC | 8 | Service line diameter is > 2 inches |  |  |  |  | Non-Lead - Plastic | 1970 | PVC | 8 | Service line diameter is > 2 inches |  |  |  |  | Non-Lead
527 | 5400 STIRRUP RD. | CHEMICAL WASTE SITE SHOWERS |  |  | Non-Lead - Plastic |  | 1982 | PVC | 3 | Service line diameter is > 2 inches |  |  |  |  | Non-Lead - Plastic | 1982 | PVC | 3 | Service line diameter is > 2 inches |  |  |  |  | Non-Lead
187 | 1175 NORTH HORSESHOE | CHEMISTRY BUILDING |  |  | Non-Lead - Other |  | 1957 | Steel | 3 | Service line diameter is > 2 inches |  |  |  |  | Non-Lead - Other | 1957 | Steel | 3 | Service line diameter is > 2 inches |  |  |  |  | Non-Lead
N268 | E UNIVERSITY AVE | CHI OMEGA |  |  | Non-Lead - Other |  | 1979 | Steel | 2 | Service line diameter is > 2 inches |  |  |  |  | Non-Lead - Other | 1979/2014 | Steel/PVC | 2 | Service line diameter is > 2 inches |  |  |  |  | Non-Lead
364 | 1395 INTERNATIONAL MALL | CLARA BELLE WILLIAMS HALL |  |  | Non-Lead - Other |  | 1981 | Steel | 4 | Service line diameter is > 2 inches |  |  |  |  | Non-Lead - Other | 1981 | Steel | 4 | Service line diameter is > 2 inches |  |  |  |  | Non-Lead
655 | 1810 STEWART ST. | CLUB 27 |  |  | Non-Lead - Plastic |  |  | PVC | 8 | Service line diameter is > 2 inches |  |  |  |  | Non-Lead - Plastic |  | PVC | 8 | Service line diameter is > 2 inches |  |  |  |  | Non-Lead
468 | 1800 STEWART ST. | COCA COLA WEIGHT TRAINING FACILITY |  |  | Non-Lead - Other |  | 1992 | Steel | 2 | Installation date after lead ban |  |  |  |  | Non-Lead - Other | 1992 | Steel | 2 | Installation date after lead ban |  |  |  |  | Non-Lead
270 | 1601 WOOTEN DR | COLE VILLAGE |  |  | Non-Lead - Other |  | 1966 | Steel | 2 | Service line diameter is > 2 inches |  |  |  | location scheduled to be demoed January 2025 | Non-Lead - Other | 1966 | Steel | 2 | Service line diameter is > 2 inches |  |  |  |  | Non-Lead
270 | 1621 WOOTEN DR | COLE VILLAGE |  |  | Non-Lead - Other |  | 1966 | Steel | 2 | Service line diameter is > 2 inches |  |  |  | location scheduled to be demoed January 2025 | Non-Lead - Other | 1966 | Steel | 2 | Service line diameter is > 2 inches |  |  |  |  | Non-Lead
270 | 1641 WOOTEN DR | COLE VILLAGE |  |  | Non-Lead - Other |  | 1966 | Steel | 2 | Service line diameter is > 2 inches |  |  |  | location scheduled to be demoed January 2025 | Non-Lead - Other | 1966 | Steel | 2 | Service line diameter is > 2 inches |  |  |  |  | Non-Lead
270 | 1661 WOOTEN DR | COLE VILLAGE |  |  | Non-Lead - Other |  | 1966 | Steel | 2 | Service line diameter is > 2 inches |  |  |  | location scheduled to be demoed January 2025 | Non-Lead - Other | 1966 | Steel | 2 | Service line diameter is > 2 inches |  |  |  |  | Non-Lead
270 | 1681 WOOTEN DR | COLE VILLAGE |  |  | Non-Lead - Other |  | 1966 | Steel | 2 | Service line diameter is > 2 inches |  |  |  | location scheduled to be demoed January 2025 | Non-Lead - Other | 1966 | Steel | 2 | Service line diameter is > 2 inches |  |  |  |  | Non-Lead
270 | 1693 WOOTEN DR | COLE VILLAGE |  |  | Non-Lead - Other |  | 1966 | Steel | 2 | Service line diameter is > 2 inches |  |  |  | location scheduled to be demoed January 2025 | Non-Lead - Other | 1966 | Steel | 2 | Service line diameter is > 2 inches |  |  |  |  | Non-Lead
270 | 1672 WOOTEN DR | COLE VILLAGE |  |  | Non-Lead - Other |  | 1966 | Steel | 2 | Service line diameter is > 2 inches |  |  |  | location scheduled to be demoed January 2025 | Non-Lead - Other | 1966 | Steel | 2 | Service line diameter is > 2 inches |  |  |  |  | Non-Lead
270 | 1652 WOOTEN DR | COLE VILLAGE |  |  | Non-Lead - Other |  | 1966 | Steel | 2 | Service line diameter is > 2 inches |  |  |  | location scheduled to be demoed January 2025 | Non-Lead - Other | 1966 | Steel | 2 | Service line diameter is > 2 inches |  |  |  |  | Non-Lead
270 | 1632 WOOTEN DR | COLE VILLAGE |  |  | Non-Lead - Other |  | 1966 | Steel | 2 | Service line diameter is > 2 inches |  |  |  | location scheduled to be demoed January 2025 | Non-Lead - Other | 1966 | Steel | 2 | Service line diameter is > 2 inches |  |  |  |  | Non-Lead
270 | 1612 WOOTEN DR | COLE VILLAGE |  |  | Non-Lead - Other |  | 1966 | Steel | 2 | Service line diameter is > 2 inches |  |  |  | location scheduled to be demoed January 2025 | Non-Lead - Other | 1966 | Steel | 2 | Service line diameter is > 2 inches |  |  |  |  | Non-Lead
270 | 1600 WOOTEN DR | COLE VILLAGE |  |  | Non-Lead - Other |  | 1966 | Steel | 2 | Service line diameter is > 2 inches |  |  |  | location scheduled to be demoed January 2025 | Non-Lead - Other | 1966 | Steel | 2 | Service line diameter is > 2 inches |  |  |  |  | Non-Lead
270 | 2101 BARBARA LEE MYERS | COLE VILLAGE |  |  | Non-Lead - Other |  | 1966 | Steel | 2 | Service line diameter is > 2 inches |  |  |  | location scheduled to be demoed January 2025 | Non-Lead - Other | 1966 | Steel | 2 | Service line diameter is > 2 inches |  |  |  |  | Non-Lead
270 | 2200 LEE MYERS | COLE VILLAGE |  |  | Non-Lead - Other |  | 1966 | Steel | 2 | Service line diameter is > 2 inches |  |  |  | location scheduled to be demoed January 2025 | Non-Lead - Other | 1966 | Steel | 2 | Service line diameter is > 2 inches |  |  |  |  | Non-Lead
270 | 2201 LEE MYERS | COLE VILLAGE |  |  | Non-Lead - Other |  | 1966 | Steel | 2 | Service line diameter is > 2 inches |  |  |  | location scheduled to be demoed January 2025 | Non-Lead - Other | 1966 | Steel | 2 | Service line diameter is > 2 inches |  |  |  |  | Non-Lead
270 | 2300 WELLS ST | COLE VILLAGE |  |  | Non-Lead - Other |  | 1966 | Steel | 2 | Service line diameter is > 2 inches |  |  |  | location scheduled to be demoed January 2025 | Non-Lead - Other | 1966 | Steel | 2 | Service line diameter is > 2 inches |  |  |  |  | Non-Lead
270 | 3501 ESPINA ST | COLE VILLAGE |  |  | Non-Lead - Other |  | 1966 | Steel | 2 | Service line diameter is > 2 inches |  |  |  | location scheduled to be demoed January 2025 | Non-Lead - Other | 1966 | Steel | 2 | Service line diameter is > 2 inches |  |  |  |  | Non-Lead
270 | 2501 ESPINA ST | COLE VILLAGE |  |  | Non-Lead - Other |  | 1966 | Steel | 2 | Service line diameter is > 2 inches |  |  |  | location scheduled to be demoed January 2025 | Non-Lead - Other | 1966 | Steel | 2 | Service line diameter is > 2 inches |  |  |  |  | Non-Lead
270 | 2100 BARBARA LEE MYERS | COLE VILLAGE |  |  | Non-Lead - Other |  | 1966 | Steel | 2 | Service line diameter is > 2 inches |  |  |  | location scheduled to be demoed January 2025 | Non-Lead - Other | 1966 | Steel | 2 | Service line diameter is > 2 inches |  |  |  |  | Non-Lead
270 | 2001 CLYDE TOMBAUGH AV | COLE VILLAGE |  |  | Non-Lead - Other |  | 1966 | Steel | 2 | Service line diameter is > 2 inches |  |  |  | location scheduled to be demoed January 2025 | Non-Lead - Other | 1966 | Steel | 2 | Service line diameter is > 2 inches |  |  |  |  | Non-Lead
270 | 2000 CLYDE TOMBAUGH AVE | COLE VILLAGE |  |  | Non-Lead - Other |  | 1966 | Steel | 2 | Service line diameter is > 2 inches |  |  |  | location scheduled to be demoed January 2025 | Non-Lead - Other | 1966 | Steel | 2 | Service line diameter is > 2 inches |  |  |  |  | Non-Lead
270 | 1901 JACK WARED AVE | COLE VILLAGE |  |  | Non-Lead - Other |  | 1966 | Steel | 2 | Service line diameter is > 2 inches |  |  |  | location scheduled to be demoed January 2025 | Non-Lead - Other | 1966 | Steel | 2 | Service line diameter is > 2 inches |  |  |  |  | Non-Lead
270 | 1900 JACK WARD AVE | COLE VILLAGE |  |  | Non-Lead - Other |  | 1966 | Steel | 2 | Service line diameter is > 2 inches |  |  |  | location scheduled to be demoed January 2025 | Non-Lead - Other | 1966 | Steel | 2 | Service line diameter is > 2 inches |  |  |  |  | Non-Lead
270 | 1800 LOWERY DAVIS AVE | COLE VILLAGE |  |  | Non-Lead - Other |  | 1966 | Steel | 2 | Service line diameter is > 2 inches |  |  |  | location scheduled to be demoed January 2025 | Non-Lead - Other | 1966 | Steel | 2 | Service line diameter is > 2 inches |  |  |  |  | Non-Lead
270 | 1701 LOWERY DAVIS AVE | COLE VILLAGE |  |  | Non-Lead - Other |  | 1966 | Steel | 2 | Service line diameter is > 2 inches |  |  |  | location scheduled to be demoed January 2025 | Non-Lead - Other | 1966 | Steel | 2 | Service line diameter is > 2 inches |  |  |  |  | Non-Lead
270 | 1801 LOWERY DAVIS AVE | COLE VILLAGE |  |  | Non-Lead - Other |  | 1966 | Steel | 2 | Service line diameter is > 2 inches |  |  |  | location scheduled to be demoed January 2025 | Non-Lead - Other | 1966 | Steel | 2 | Service line diameter is > 2 inches |  |  |  |  | Non-Lead
270 | 2513 ESPINA ST | COLE VILLAGE |  |  | Non-Lead - Other |  | 1966 | Steel | 2 | Service line diameter is > 2 inches |  |  |  | location scheduled to be demoed January 2025 | Non-Lead - Other | 1966 | Steel | 2 | Service line diameter is > 2 inches |  |  |  |  | Non-Lead
365 | 1405 INTERNATIONAL MALL | COMMUNICATION SCIENCES BUILDING |  |  | Non-Lead - Other |  | 1981 | Steel | 4 | Service line diameter is > 2 inches |  |  |  |  | Non-Lead - Other | 1981 | Steel | 4 | Service line diameter is > 2 inches |  |  |  |  | Non-Lead
126 | 1275 STEWART ST. | COMPUTER CENTER |  |  | Non-Lead - Other |  | 1966 | Steel | 4 | Service line diameter is > 2 inches |  |  |  |  | Non-Lead - Other | 1966 | Steel | 4 | Service line diameter is > 2 inches |  |  |  |  | Non-Lead
285 | 1600 INTERNATIONAL MALL | CORBETT CENTER |  |  | Non-Lead - Copper |  | 1968 | Copper | 4 | Service line diameter is > 2 inches |  |  |  |  | Non-Lead - Copper | 1968 | Copper | 4 | Service line diameter is > 2 inches |  |  |  |  | Non-Lead
285 | 1600 INTERNATIONAL MALL | CORBETT CENTER |  |  | Non-Lead - Other |  | 1968 | Steel | 6 | Service line diameter is > 2 inches |  |  |  |  | Non-Lead - Other | 1968 | Steel | 6 | Service line diameter is > 2 inches |  |  |  |  | Non-Lead
398 | 3515 LOCUST ST. | COSMIC RAY LAB |  |  | Non-Lead - Plastic |  | 1989 | PVC | 1 | Installation date after lead ban |  |  |  |  | Non-Lead - Plastic | 1989 | PVC | 1 | Installation date after lead ban |  |  |  |  | Non-Lead
329 | 3080 KNOX ST. | CROPPING SYSTEMS RESEARCH (PREVIOUSLY NAMED BIOLOGICAL CONTROL INSECTARY) |  |  | Non-Lead - Other |  | 1973 | Steel | 2 | Service line diameter is > 2 inches |  |  |  |  | Non-Lead - Other | 1973 | Steel | 2 | Service line diameter is > 2 inches |  |  |  |  | Non-Lead
480 | 3400 S. Espina | DABCC, General Classrooms |  |  | Non-Lead - Plastic |  | 1996 | PVC | 2 | Installation date after lead ban |  |  |  |  | Non-Lead - Plastic | 1996 | PVC | 2 | Installation date after lead ban |  |  |  |  | Non-Lead
540 | 3400 S. Espina | DABCC, Health & Public Services |  |  | Non-Lead - Plastic |  | 1996 | PVC | 2 | Installation date after lead ban |  |  |  |  | Non-Lead - Plastic | 1996 | PVC | 2 | Installation date after lead ban |  |  |  |  | Non-Lead
479 | 3400 S. Espina | DABCC, Learning Resources |  |  | Non-Lead - Plastic |  | 1996 | PVC | 2 | Installation date after lead ban |  |  |  |  | Non-Lead - Plastic | 1996 | PVC | 2 | Installation date after lead ban |  |  |  |  | Non-Lead
341 | 3400 S. Espina | DABCC, Main |  |  | Non-Lead - Plastic |  | 1978 | PVC | 3 | Service line diameter is > 2 inches |  |  |  |  | Non-Lead - Plastic | 1978 | PVC | 3 | Service line diameter is > 2 inches |  |  |  |  | Non-Lead
357 | 3400 S. Espina | DABCC, Technical Studies |  |  | Non-Lead - Plastic |  | 1978 | PVC | 6 | Service line diameter is > 2 inches |  |  |  |  | Non-Lead - Plastic | 1978 | PVC | 6 | Service line diameter is > 2 inches |  |  |  |  | Non-Lead
60 | 1390 E. UNIVERSITY AVE. | DAN W. WILLIAMS HALL |  |  | Non-Lead - Plastic |  | 2020 | PVC | 2 | Installation date after lead ban |  |  |  |  | Non-Lead - Plastic | 2020 | PVC | 2 | Installation date after lead ban |  |  |  |  | Non-Lead
60A | 1390 E. UNIVERSITY AVE. | DAN W. WILLIAMS HALL ANNEX |  |  | Non-Lead - Plastic |  | 2020 | PVC | 2 | Installation date after lead ban |  |  |  |  | Non-Lead - Plastic | 2020 | PVC | 2 | Installation date after lead ban |  |  |  |  | Non-Lead
N213 | E UNIVERSITY AVE | DELTA ZETA |  |  | Non-Lead - Plastic |  | 1979 | PVC | 2 | Service line diameter is > 2 inches |  |  |  |  | Non-Lead - Plastic | 1979 | PVC | 2 | Service line diameter is > 2 inches |  |  |  |  | Non-Lead
657 | 1308 E UNIVERSITY AVE | DEVASTHALI HALL |  |  | Non-Lead - Plastic |  | 2020 | PVC | 3 | Installation date after lead ban |  |  |  |  | Non-Lead - Plastic | 2020 | PVC | 3 | Installation date after lead ban |  |  |  |  | Non-Lead
56 | 1305 NORTH HORSESHOE | DOVE HALL |  |  | Non-Lead - Other |  | 1987 | Steel | 2 | Service line repair or replacement record |  |  |  |  | Non-Lead - Other | 1987 | Steel | 4 | Service line repair or replacement record |  |  |  |  | Non-Lead
541 | 1060 FRENGER MALL | ED AND HAROLD FOREMAN ENGINEERING COMPLEX |  |  | Non-Lead - Other |  | 1988 | Steel | 4 | Service line diameter is > 2 inches |  |  |  |  | Non-Lead - Other | 1988 | Steel | 4 | Service line diameter is > 2 inches |  |  |  |  | Non-Lead
338 | 1780 EAST UNIVERSITY AVE. | EDUCATIONAL SERVICES CENTER |  |  | Non-Lead - Copper |  | 1992 | Copper | 4 | Service line diameter is > 2 inches |  |  |  |  | Non-Lead - Copper | 1992 | Copper | 4 | Service line diameter is > 2 inches |  |  |  |  | Non-Lead
363 | 1025 STEWART ST. | ENGINEERING COMPLEX I |  |  | Non-Lead - Other |  | 1988 | Steel | 4 | Service line diameter is > 2 inches |  |  |  |  | Non-Lead - Other | 1988 | Steel | 4 | Service line diameter is > 2 inches |  |  |  |  | Non-Lead
588 | 750 STEWART ST. | EQUINE EDUCATION CENTER |  |  | Non-Lead - Plastic |  | 2003 | PVC | 2 | Installation date after lead ban |  |  |  |  | Non-Lead - Plastic | 2003 | PVC | 2 | Installation date after lead ban |  |  |  |  | Non-Lead
222 | 1600 WELLS ST. | FACILITIES AND SERVICES FS WAREHOUSE |  |  | Non-Lead - Other |  | 1949 | Steel | 2 | Service line diameter is > 2 inches |  |  |  |  | Non-Lead - Other | 1949 | Steel | 2 | Service line diameter is > 2 inches |  |  |  |  | Non-Lead
536 | 3540 LOCUST ST. | FACILITIES AND SERVICES RECYCLING CENTER |  |  | Non-Lead - Other |  | 1995 | Steel | 2 | Service line diameter is > 2 inches |  |  |  |  | Non-Lead - Other | 1995 | Steel | 2 | Service line diameter is > 2 inches |  |  |  |  | Non-Lead
237 | 1520 WELLS ST. | FACILITIES AND SERVICES SHOPS/BOILER ROOM |  |  | Non-Lead - Other |  | 1965 | Steel | 2 | Service line diameter is > 2 inches |  |  |  |  | Non-Lead - Other | 1965 | Steel | 2 | Other |  |  |  |  | Non-Lead
455 | 1530 WELLS ST. | FACILITIES AND SERVICES SIGN SHOP |  |  | Non-Lead - Other |  | 1989 | Steel | 2 | Service line diameter is > 2 inches |  |  |  |  | Non-Lead - Other | 1989 | Steel | 2 | Service line diameter is > 2 inches |  |  |  |  | Non-Lead
455 | 1530 WELLS ST. | FACILITIES AND SERVICES SIGN SHOP |  |  | Non-Lead - Other |  | 1989 | Steel | 2 | Service line diameter is > 2 inches |  |  |  |  | Non-Lead - Other | 1989 | Steel | 2 | Service line diameter is > 2 inches |  |  |  |  | Non-Lead
153 | 1620 WELLS ST. | FACILITIES AND SERVICES STORAGE QUONSET |  |  | Non-Lead - Other |  |  | AC | 4 | Service line diameter is > 2 inches |  |  |  |  | Non-Lead - Other |  | AC | 4 | Service line diameter is > 2 inches |  |  |  |  | Non-Lead
199 | 3140 ESPINA ST. | FARM RESIDENCE |  |  | Non-Lead - Other |  | 1953 | Steel | 2 | Service line diameter is > 2 inches |  |  |  |  | Non-Lead - Other | 1953 | Steel | 2 | Service line diameter is > 2 inches |  |  |  |  | Non-Lead
162 | 3055 KNOX ST. | FEED MILL |  |  | Non-Lead - Plastic |  | 1970 | PVC | 2 | Service line diameter is > 2 inches |  |  |  |  | Non-Lead - Plastic | 1970 | PVC | 2 | Service line diameter is > 2 inches |  |  |  |  | Non-Lead
290 | 3175 KNOX ST. | FEEDING RESEARCH BUILDING |  |  | Non-Lead - Plastic |  | 1970 | PVC | 2 | Service line diameter is > 2 inches |  |  |  |  | Non-Lead - Plastic | 1970 | PVC | 2 | Service line diameter is > 2 inches |  |  |  |  | Non-Lead
267 | 1510 WELLS ST. | FIRE STATION |  |  | Non-Lead - Other |  | 1965 | Steel | 2 | Service line diameter is > 2 inches |  |  |  |  | Non-Lead - Other | 1965 | Steel | 2 | Service line diameter is > 2 inches |  |  |  |  | Non-Lead
426 | 2990 KNOX ST. | FOOD SAFETY LABORATORY (PREVIOUSLY NAMED PGEL HEADHOUSE/LAB) |  |  | Non-Lead - Plastic |  | 1989 | PVC | 2 | Service line diameter is > 2 inches |  |  |  |  | Non-Lead - Plastic | 1989 | PVC | 2 | Service line diameter is > 2 inches |  |  |  |  | Non-Lead
662 | 3140 KNOX ST. | FOOD SCIENCE, SECURITY, AND SAFETY CENTER |  |  | Non-Lead - Plastic |  | 2023 | PVC | 2 | Service line diameter is > 2 inches |  |  |  |  | Non-Lead - Plastic | 2023 | PVC | 2 | Service line diameter is > 2 inches |  |  |  |  | Non-Lead
628 | 1814 STEWART ST. | FOOTBALL COACHES |  |  | Non-Lead - Other |  | 2009 | Steel | 2 | Service line diameter is > 2 inches |  |  |  |  | Non-Lead - Other | 2009 | Steel | 2 | Service line diameter is > 2 inches |  |  |  |  | Non-Lead
612 | 1810 STEWART ST. | FOOTBALL TEAM BUILDING |  |  | Non-Lead - Other |  | 1978 | Steel | 2 | Service line diameter is > 2 inches |  |  |  |  | Non-Lead - Plastic | 1978 | Steel | 2 | Service line diameter is > 2 inches |  |  |  |  | Non-Lead
34 | 1200 S. HORSESHOE | FOSTER HALL |  |  | Non-Lead - Other |  | 1969 | Steel | 3 | Service line diameter is > 2 inches |  |  |  |  | Non-Lead - Other | 1969 | Steel | 3 | Service line diameter is > 2 inches |  |  |  |  | Non-Lead
262 | 1420 FRENGER MALL | FRENGER FOOD COURT |  |  | Non-Lead - Plastic |  | 1970 | PVC | 2 | Service line diameter is > 2 inches |  |  |  |  | Non-Lead - Plastic | 1970 | PVC | 2 | Service line diameter is > 2 inches |  |  |  |  | Non-Lead
220 | 1530 WELLS ST. | FS CARPENTRY SHOP |  |  | Non-Lead - Other |  | 1960 | Steel | 2 | Service line diameter is > 2 inches |  |  |  |  | Non-Lead - Other | 1960 | Steel | 2 | Service line diameter is > 2 inches |  |  |  |  | Non-Lead
254 | 1530 WELLS ST. | FS CONSTRUCTION |  |  | Non-Lead - Other |  | 1962 | Steel | 2 | Service line diameter is > 2 inches |  |  |  |  | Non-Lead - Other | 1962 | Steel | 2 | Service line diameter is > 2 inches |  |  |  |  | Non-Lead
223 | 1530 WELLS ST. | FS GROUNDS |  |  | Non-Lead - Other |  | 1959 | Steel | 2 | Service line diameter is > 2 inches |  |  |  |  | Non-Lead - Other | 1959 | Steel | 2 | Service line diameter is > 2 inches |  |  |  |  | Non-Lead
218 | 3520 LOCUST ST. | FS LOCK SHOP |  |  | Non-Lead - Plastic |  | 1960 | PVC | 1 | [5 empty] | Non-Lead - Other | 1960 | pvc | 1 | [5 empty] | Non-Lead
221 | 1530 WELLS ST. | FS OFFICE |  |  | Non-Lead - Other |  | 1960 | Steel | 2 | Service line diameter is > 2 inches |  |  |  |  | Non-Lead - Other | 1960 | Stel | 2 | Service line diameter is > 2 inches |  |  |  |  | Non-Lead
152 | 1710 WELLS ST. | FS QUONSET |  |  | Non-Lead - Plastic |  | 1948 | pvc | 2 | Service line diameter is > 2 inches |  |  |  |  | Non-Lead - Plastic | 1948 | PVC | 2 | Service line diameter is > 2 inches |  |  |  |  | Non-Lead
596 | 1815 WELLS ST. | FULTON ATHLETIC CENTER (STADIUM ANNEX) |  |  | Non-Lead - Plastic |  | 2004 | PVC | 8 | Installation date after lead ban |  |  |  |  | Non-Lead - Plastic | 2004 | PVC | 8 | Installation date after lead ban |  |  |  |  | Non-Lead
154 | 3024 LOCUST ST. | GARCIA ANNEX |  |  | Non-Lead - Plastic |  | 1970 | PVC | 3 | Service line diameter is > 2 inches |  |  |  |  | Non-Lead - Plastic | 1970 | PVC | 3 | Service line diameter is > 2 inches |  |  |  |  | Non-Lead
275 | 1715 INTERNATIONAL MALL | GARCIA RESIDENCE HALL |  |  | Non-Lead - Other |  | 1968 | Steel | 4 | Service line diameter is > 2 inches |  |  |  |  | Non-Lead - Other | 1968 | Steel | 4 | Service line diameter is > 2 inches |  |  |  |  | Non-Lead
188 | 1255 NORTH HORSESHOE | GARDINER HALL |  |  | Non-Lead - Other |  | 1987 | Steel | 2 | Service line repair or replacement record |  |  |  |  | Non-Lead - Other | 1987 | Steel | 2 | Service line repair or replacement record |  |  |  |  | Non-Lead
N/A | 4600 RESEARCH PARK CIR | GENERAL DYNAMIC SPACEPLEX |  |  | Non-Lead - Plastic |  | 2002 | PVC | 2 | Installation date after lead ban |  |  |  |  | Non-Lead - Plastic | 2002 | PVC | 2 | Installation date after lead ban |  |  |  |  | Non-Lead
N/A | 4607 RESEARCH PARK DR | GENERAL DYNAMIC SPACEPLEX |  |  | Non-Lead - Plastic |  | 2010 | PVC | 2 | Installation date after lead ban |  |  |  |  | Non-Lead - Plastic | 2010 | PVC | 2 | Installation date after lead ban |  |  |  |  | Non-Lead
N/A | 4605 RESEARCH PARK CIR | GENERAL DYNAMIC SPACEPLEX |  |  | Non-Lead - Plastic |  | 2008 | PVC | 2 | Installation date after lead ban |  |  |  |  | Non-Lead - Plastic | 2008 | PVC | 2 | Installation date after lead ban |  |  |  |  | Non-Lead
394A | 3655 RESEARCH DR | GENESIS CENTER A |  |  | Non-Lead - Plastic |  | 1987 | PVC | 2 | Installation date after lead ban |  |  |  |  | Non-Lead - Plastic | 1987 | PVC | 4 | Installation date after lead ban |  |  |  |  | Non-Lead
394B | 3655 RESEARCH DR | GENESIS CENTER B |  |  | Non-Lead - Plastic |  | 1987 | PVC | 2 | Installation date after lead ban |  |  |  |  | Non-Lead - Plastic | 1987 | PVC | 4 | Installation date after lead ban |  |  |  |  | Non-Lead
394C | 3655 RESEARCH DR | GENESIS CENTER C |  |  | Non-Lead - Plastic |  | 1987 | PVC | 2 | Installation date after lead ban |  |  |  |  | Non-Lead - Plastic | 1987 | PVC | 4 | Installation date after lead ban |  |  |  |  | Non-Lead
394D | 3655 RESEARCH DR | GENESIS CENTER OFFICE |  |  | Non-Lead - Plastic |  | 1987 | PVC | 1 | Installation date after lead ban |  |  |  |  | Non-Lead - Plastic | 1987 | PVC | 1 | Installation date after lead ban |  |  |  |  | Non-Lead
392 | 3490 AGGIE RODEO DR. | GEOTHERMAL GREENHOUSE |  |  | Non-Lead - Plastic |  | 1985 | PVC | 3 | Service line diameter is > 2 inches |  |  |  |  | Non-Lead - Plastic | 1985 | PVC | 3 | Service line diameter is > 2 inches |  |  |  |  | Non-Lead
393 | 3490 AGGIE RODEO DR. | GEOTHERMAL GREENHOUSE |  |  | Non-Lead - Plastic |  | 1985 | PVC | 3 | Service line diameter is > 2 inches |  |  |  |  | Non-Lead - Plastic | 1985 | PVC | 3 | Service line diameter is > 2 inches |  |  |  |  | Non-Lead
464 | 3490 AGGIE RODEO DR. | GEOTHERMAL STORAGE |  |  | Non-Lead - Plastic |  | 2009 | PVC | 1 | Installation date after lead ban |  |  |  |  | Non-Lead - Plastic | 2009 | PVC | 1 | Installation date after lead ban |  |  |  |  | Non-Lead
244 | 940 COLLEGE DR. | GERALD THOMAS HALL |  |  | Non-Lead - Other |  | 1999 | Steel | 4 | Installation date after lead ban |  |  |  |  | Non-Lead - Other | 1999 | Steel | 4 | Installation date after lead ban |  |  |  |  | Non-Lead
10 | 1100 SOUTH HORSESHOE | GODDARD HALL |  |  | Non-Lead - Other |  | 1913 | Steel | 4 | Service line diameter is > 2 inches |  |  |  |  | Non-Lead - Other | 1913 | Steel | 4 | Service line diameter is > 2 inches |  |  |  |  | Non-Lead
575 | 4225 GEOTHERMAL DR. | GOLF COURSE CHEMICAL STORAGE |  |  | Non-Lead - Plastic |  | 1987 | PVC | 2 | Installation date after lead ban |  |  |  |  | Non-Lead - Plastic | 1987 | PVC | 3 | Installation date after lead ban |  |  |  |  | Non-Lead
597 | 3500 HERB WIMBERLY DR. | GOLF COURSE CLUBHOUSE |  |  | Non-Lead - Plastic |  | 2004 | PVC | 3 | Installation date after lead ban |  |  |  |  | Non-Lead - Plastic | 2004 | PVC | 3 | Installation date after lead ban |  |  |  |  | Non-Lead
399 | 4225 GEOTHERMAL DR. | GOLF COURSE MAINTENANCE BLDG. |  |  | Non-Lead - Plastic |  | 1987 | pvc | 2 | Service line diameter is > 2 inches |  |  |  |  | Non-Lead - Plastic | 1987 | pvc | 2 | Service line diameter is > 2 inches |  |  |  |  | Non-Lead
614 | 4225 GEOTHERMAL DR. | GOLF COURSE SNACK BAR |  |  | Non-Lead - Plastic |  | 2004 | pvc | 2 | Installation date after lead ban |  |  |  |  | Non-Lead - Plastic | 2004 | pvc | 2 | Installation date after lead ban |  |  |  |  | Non-Lead
576 | 4225 GEOTHERMAL DR. | GOLF COURSE WEST RESTROOMS |  |  | Non-Lead - Plastic |  | 1987 | pvc | 2 | Service line diameter is > 2 inches |  |  |  |  | Non-Lead - Plastic | 1987 | pvc | 2 | Service line diameter is > 2 inches |  |  |  |  | Non-Lead
582 | 3895 HERB WIMBERLY DR. | GOLF DRIVING RANGE FACILITY |  |  | Non-Lead - Plastic |  | 1997 | PVC | 3 | Installation date after lead ban |  |  |  |  | Non-Lead - Plastic | 1997 | PVC | 3 | Installation date after lead ban |  |  |  |  | Non-Lead
288 | 1325 INTERNATIONAL MALL | GUTHRIE HALL |  |  | Non-Lead - Other |  | 1968 | Steel | 4 | Service line diameter is > 2 inches |  |  |  |  | Non-Lead - Other | 1968 | Steel | 4 | Service line diameter is > 2 inches |  |  |  |  | Non-Lead
172 | 2850 WEDDELL ST. | HADLEY HALL |  |  | Non-Lead - Other |  | 1951 | Steel | 4 | Service line diameter is > 2 inches |  |  |  |  | Non-Lead - Other | 1951 | Steel | 4 | Service line diameter is > 2 inches |  |  |  |  | Non-Lead
323 | 2902 MCFIE CIRCLE | HARDMAN AND JACOBS UNDERGRADUATE LEARNING CENTER |  |  | Non-Lead - Plastic |  | 2014 | PVC | 2 | Installation date after lead ban |  |  |  |  | Non-Lead - Plastic | 2014 | PVC | 2 | Installation date after lead ban |  |  |  |  | Non-Lead
590 | 1335 INTERNATIONAL MALL | HEALTH AND SOCIAL SERVICES BUILDING |  |  | Non-Lead - Other |  | 2003 | Steel | 6 | Installation date after lead ban |  |  |  |  | Non-Lead - Other | 2003 | Steel | 6 | Installation date after lead ban |  |  |  |  | Non-Lead
467 | 1337 INTERNATIONAL MALL | HSS ANNEX |  |  | Non-Lead - Other |  | 2003 | Steel | 6 | Installation date after lead ban |  |  |  |  | Non-Lead - Other | 2003 | Steel | 6 | Installation date after lead ban |  |  |  |  | Non-Lead
619 | 650 COLLEGE AVE. | J. GORDON WATTS ENTOMOLOGY LAB, EAST |  |  | Non-Lead - Plastic |  |  | PVC | 2 | Service line diameter is > 2 inches |  |  |  |  | Non-Lead - Plastic |  | PVC | 2 | Service line diameter is > 2 inches |  |  |  |  | Non-Lead
361 | 650 COLLEGE AVE. | J. GORDON WATTS ENTOMOLOGY LAB, MIDDLE |  |  | Non-Lead - Plastic |  |  | PVC | 2 | Service line diameter is > 2 inches |  |  |  |  | Non-Lead - Plastic |  | PVC | 2 | Service line diameter is > 2 inches |  |  |  |  | Non-Lead
360 | 650 COLLEGE AVE. | J. GORDON WATTS ENTOMOLOGY LAB, WEST |  |  | Non-Lead - Plastic |  |  | PVC | 2 | Service line diameter is > 2 inches |  |  |  |  | Non-Lead - Plastic |  | PVC | 2 | Service line diameter is > 2 inches |  |  |  |  | Non-Lead
359 | 650 COLLEGE DR. | J. GORDON WATTS LAB FREEZER STORAGE |  |  | Non-Lead - Plastic |  |  | PVC | 2 | Service line diameter is > 2 inches |  |  |  |  | Non-Lead - Plastic |  | PVC | 2 | Service line diameter is > 2 inches |  |  |  |  | Non-Lead
447 | 650 COLLEGE DR. | J. GORDON WATTS LAB SHOP |  |  | Non-Lead - Plastic |  |  | PVC | 2 | Service line diameter is > 2 inches |  |  |  |  | Non-Lead - Plastic |  | PVC | 2 | Service line diameter is > 2 inches |  |  |  |  | Non-Lead
432 | 650 COLLEGE DR. | J. GORDON WATTS LAB STORAGE A (EAST) J. GORDON WATTS LAB STORAGE A (EAST) J. GORDON WATTS LAB STORAGE A (EAST) |  |  | Non-Lead - Plastic |  |  | PVC | 2 | Service line diameter is > 2 inches |  |  |  |  | Non-Lead - Plastic |  | PVC | 2 | Service line diameter is > 2 inches |  |  |  |  | Non-Lead
443 | 650 COLLEGE DR. | J. GORDON WATTS LAB STORAGE B (WEST) |  |  | Non-Lead - Plastic |  |  | Copper | 2 | Service line diameter is > 2 inches |  |  |  |  | Non-Lead - Plastic |  | PVC | 2 | Service line diameter is > 2 inches |  |  |  |  | Non-Lead
444 | 1600 STEWART ST. | JAMES B. DELAMATER ACTIVITY CENTER |  |  | Non-Lead - Other |  | 1973 | AC | 6 | Service line diameter is > 2 inches |  |  |  |  | Non-Lead - Other | 1973 | AC | 6 | Service line diameter is > 2 inches |  |  |  |  | Non-Lead
321 | 1025 FRENGER MALL | JETT ANNEX |  |  | Non-Lead - Copper |  | 2015 | Copper | 3 | Installation date after lead ban |  |  |  |  | Non-Lead - Copper | 2015 | Copper | 3 | Installation date after lead ban |  |  |  |  | Non-Lead
190 | 1040 SOUTH HORSESHOE | JETT HALL |  |  | Non-Lead - Copper |  | 2015 | Copper | 3 | Installation date after lead ban |  |  |  |  | Non-Lead - Copper | 2015 | Copper | 3 | Installation date after lead ban |  |  |  |  | Non-Lead
189 | 3035 S. ESPINA ST. | JOHN WHITLOCK HERNANDEZ HALL |  |  | Non-Lead - Other |  | 1988 | Steel | 4 | Service line diameter is > 2 inches |  |  |  |  | Non-Lead - Other | 1988 | Steel | 4 | Service line diameter is > 2 inches |  |  |  |  | Non-Lead
397 | 2995 KNOX ST. | JORNADA USDA EXP. RANGE HQ (WOOTON HALL) |  |  | Non-Lead - Plastic |  |  | PVC | 4 | [5 empty] | Non-Lead - Plastic |  | PVC | 4 | [5 empty] | Non-Lead
585 | 1525 INTERNATIONAL MALL | JUNIPER HALL |  |  | Non-Lead - Plastic |  | 2018 | PVC | 6 | Installation date after lead ban |  |  |  |  | Non-Lead - Plastic | 2018 | PVC | 6 | Service line diameter is > 2 inches |  |  |  |  | Non-Lead
658 | 1280 E. UNIVERSITY AVE. | KENT HALL |  |  | Non-Lead - Other |  | 1929 | Steel |  | Service line diameter is > 2 inches |  |  |  |  | Non-Lead - Other | 1929 | Steel | 2 | Service line diameter is > 2 inches |  |  |  |  | Non-Lead
33 | 2980 SOUTH ESPINA ST. | KNOX HALL |  |  | Non-Lead - Other |  | 1981 | Steel | 4 | Service line diameter is > 2 inches |  |  |  |  | Non-Lead - Other | 1981 | Steel | 4 | Service line diameter is > 2 inches |  |  |  |  | Non-Lead
N/A | 1810 STEWART ST. | MEMORIAL STADIUM & LOCKER ROOM FIELD HOUSE |  |  | Non-Lead - Other |  | 1978 | Steel | 2 | Service line diameter is > 2 inches |  |  |  |  | Non-Lead - Other | 1978 | Steel | 2 | Service line diameter is > 2 inches |  |  |  |  | Non-Lead
342 | 1335 INTERNATIONAL MALL | MEMORIAL TOWER |  |  | Non-Lead - Other |  | 2003 | Steel | 6 | Installation date after lead ban |  |  |  |  | Non-Lead - Other | 2003 | Steel | 6 | Installation date after lead ban |  |  |  |  | Non-Lead
161 | 3020 KNOX ST. | METABOLISM & PHYSIOLOGY LAB |  |  | Non-Lead - Other |  | 1981 | Steel | 2 | Service line diameter is > 2 inches |  |  |  |  | Non-Lead - Other | 1981 | Steel | 2 | Service line diameter is > 2 inches |  |  |  |  | Non-Lead
372 | 2915 MCFIE CIR. | MILTON HALL |  |  | Non-Lead - Other |  | 1959 | Steel | 4 | Service line diameter is > 2 inches |  |  |  |  | Non-Lead - Other | 1959 | Steel | 4 | Service line diameter is > 2 inches |  |  |  |  | Non-Lead
83 | 1075 NORTH HORSESHOE | MUSIC BUILDING |  |  | Non-Lead - Plastic |  | 1983 | PVC | 2 | Service line diameter is > 2 inches |  |  |  |  | Non-Lead - Plastic | 1983 | PVC | 2 | Service line diameter is > 2 inches |  |  |  |  | Non-Lead
389 | 1070 E. UNIVERSITY AVE. | NASON HOUSE |  |  | Non-Lead - Other |  | 1958 | Steel | 2 | Service line diameter is > 2 inches |  |  |  |  | Non-Lead - Other | 1958 | Steel | 2 | Service line diameter is > 2 inches |  |  |  |  | Non-Lead
36 | 1070 E. UNIVERSITY AVE. | NASON HOUSE GARAGE |  |  | Non-Lead - Other |  | 1958 | Steel | 2 | Service line diameter is > 2 inches |  |  |  |  | Non-Lead - Other | 1958 | Steel | 2 | Service line diameter is > 2 inches |  |  |  |  | Non-Lead
191 | 3080 SOUTH ESPINA ST. | NEALE HALL |  |  | Non-Lead - Plastic |  | 1970 | PVC | 2 | Service line diameter is > 2 inches |  |  |  |  | Non-Lead - Plastic | 1970 | PVC | 2 | Service line diameter is > 2 inches |  |  |  |  | Non-Lead
2 | 3190 SOUTH ESPINA ST. | NEW MEXICO DEPT. OF AGRICULTURE |  |  | Non-Lead - Plastic |  |  | PVC | 6 | Service line diameter is > 2 inches |  |  |  |  | Non-Lead - Plastic |  | PVC | 6 | Service line diameter is > 2 inches |  |  |  |  | Non-Lead
330 | 975 GREGG ST. | NMDA ADDITION |  |  | Non-Lead - Plastic |  | 2012 | PVC | 6 | Installation record (e.g., tap card) |  |  |  |  | Non-Lead - Plastic | 2012 | PVC | 6 | Service line diameter is > 2 inches |  |  |  |  | Non-Lead
643 | 973 AGRICULTURE WAY | NMDA STATE LABORATORIES |  |  | Non-Lead - Other |  | 2020 | DI | 3 | Installation record (e.g., tap card) |  |  |  |  | Non-Lead - Other | 2020 | DI | 3 | Service line diameter is > 2 inches |  |  |  |  | Non-Lead
607 | 1220 STEWART ST. | O'DONNELL HALL |  |  | Non-Lead - Other |  | 1968 | Steel | 2 | Service line diameter is > 2 inches |  |  |  |  | Non-Lead - Other | 1968 | Steel | 2 | Service line diameter is > 2 inches |  |  |  |  | Non-Lead
287 | 1130 E. UNIVERSITY AVE. | O'LOUGHLIN HOUSE |  |  | Non-Lead - Other |  | 1958 | Steel | 2 | Service line diameter is > 2 inches |  |  |  |  | Non-Lead - Other | 1958 | Steel | 2 | Service line diameter is > 2 inches |  |  |  |  | Non-Lead
179 | 1810 E. UNIVERSITY AVE. | PAN AMERICAN CENTER |  |  | Non-Lead - Other |  | 1970/1992 | PVC/Steel | 4/2 | Service line diameter is > 2 inches |  |  |  |  | Non-Lead - Other | 1970/1992 | PVC/Steel | 4/2 | Service line diameter is > 2 inches |  |  |  |  | Non-Lead
284 | 4003 GEOTHERMAL DR. | PASSIVE SOLAR |  |  | Non-Lead - Plastic |  | 2005 | PVC | 2 | Installation date after lead ban |  |  |  |  | Non-Lead - Plastic | 2005 | PVC | 2 | Installation date after lead ban |  |  |  |  | Non-Lead
348 | 3401 ARROWHEAD DRIVE | PAT & LOU SISBARRO COMMUNITY PARK RESTROOMS |  |  | Non-Lead - Plastic |  | 2016 | PVC | 2 | Installation date after lead ban |  |  |  |  | Non-Lead - Plastic | 2016 | PVC | 2 | Installation date after lead ban |  |  |  |  | Non-Lead
656 | 3415 WILLIAMS AVE. | PE RESTROOMS/TRACK FIELD |  |  | Non-Lead - Plastic |  | 1970 | Steel | 2 | Service line diameter is > 2 inches |  |  |  |  | Non-Lead - Plastic | 1970 | Steel | 2 | Service line diameter is > 2 inches |  |  |  |  | Non-Lead
314 | 3014 MCFIE CIR. | PETE V. DOMENICI HALL |  |  | Non-Lead - Plastic |  | 2013 | PVC | 2 | Installation date after lead ban |  |  |  |  | Non-Lead - Plastic | 2013 | PVC | 2 | Installation date after lead ban |  |  |  |  | Non-Lead
249 | 2990 KNOX ST. | PGEL GREENHOUSES |  |  | Non-Lead - Plastic |  | 1985 | PVC | 1.75 | [5 empty] | Non-Lead - Plastic | 1985 | PVC | 1.75 | [5 empty] | Non-Lead
390 | 3705 RESEARCH DR. | PHOTOVOLTAIC CENTER |  |  | Non-Lead - Plastic |  | 1980 | PVC | 2 | Service line diameter is > 2 inches |  |  |  |  | Non-Lead - Plastic | 1980 | PVC | 2 | Service line diameter is > 2 inches |  |  |  |  | Non-Lead
369 | 3705 RESEARCH DR. | PHOTOVOLTAIC LABS |  |  | Non-Lead - Plastic |  | 1980 | pvc | 2 | Service line diameter is > 2 inches |  |  |  |  | Non-Lead - Plastic | 1980 | pvc | 2 | Service line diameter is > 2 inches |  |  |  |  | Non-Lead
514 | 1760 E. UNIVERSITY AVE. | PINON HALL |  |  | Non-Lead - Plastic |  | 2006 | PVC | 4 | Installation date after lead ban |  |  |  |  | Non-Lead - Plastic | 2006 | PVC | 4 | Installation date after lead ban |  |  |  |  | Non-Lead
604 | 4501 GEOTHERMAL DR. | PRESIDENT'S RESIDENCE |  |  | Non-Lead - Plastic |  | 1979 | PVC | 3 | Service line diameter is > 2 inches |  |  |  |  | Non-Lead - Plastic | 1979 | PVC | 3 | Service line diameter is > 2 inches |  |  |  |  | Non-Lead
366 | 1050 STEWART ST. | PSL ANNEX |  |  | Non-Lead - Other |  | 1959 | Steel | 2 | Service line diameter is > 2 inches |  |  |  |  | Non-Lead - Other | 1959 | Steel | 2 | Service line diameter is > 2 inches |  |  |  |  | Non-Lead
472 | 1050 STEWART ST. | PSL FABRICATION SHOP |  |  | Non-Lead - Other |  | 1959 | Steel | 2 | Service line diameter is > 2 inches |  |  |  |  | Non-Lead - Other | 1959 | Steel | 2 | Service line diameter is > 2 inches |  |  |  |  | Non-Lead
524 | 1050 STEWART ST. | PSL GARAGE/CARPENTRY/PAINT SHOP |  |  | Non-Lead - Other |  | 1966 | Steel | 2 | Service line diameter is > 2 inches |  |  |  |  | Non-Lead - Other | 1966 | Steel | 2 | Service line diameter is > 2 inches |  |  |  |  | Non-Lead
625 | 1050 STEWART ST. | PSL MACHINE SHOP |  |  | Non-Lead - Other |  | 1959 | Steel | 2 | Service line diameter is > 2 inches |  |  |  |  | Non-Lead - Other | 1959 | Steel | 2 | Service line diameter is > 2 inches |  |  |  |  | Non-Lead
242 | 1050 STEWART ST. | PSL, CLINTON P. ANDERSON HALL |  |  | Non-Lead - Other |  | 1970 | Steel | 2 | Service line diameter is > 2 inches |  |  |  |  | Non-Lead - Other | 1970 | Steel | 2 | Service line diameter is > 2 inches |  |  |  |  | Non-Lead
263 | 3165 WILLIAMS AVE. | RENTFROW HALL |  |  | Non-Lead - Plastic |  | 1970 | PVC | 2 | Service line diameter is > 2 inches |  |  |  |  | Non-Lead - Other | 1970 | PVC | 2 | Service line diameter is > 2 inches |  |  |  |  | Non-Lead
185 | 2735 JORDAN ST. | RHODES-GARRETT-HAMIEL RES HALL |  |  | Non-Lead - Other |  | 1941 | Steel | 4 | Service line diameter is > 2 inches |  |  |  |  | Non-Lead - Other | 1941 | Steel | 4 | Service line diameter is > 2 inches |  |  |  |  | Non-Lead
211 | 2725 JORDAN ST. | RHODES-GARRETT-HAMIEL RES HALL |  |  | Non-Lead - Other |  | 1941 | Steel | 4 | Service line diameter is > 2 inches |  |  |  |  | Non-Lead - Other | 1941 | Steel | 4 | Service line diameter is > 2 inches |  |  |  |  | Non-Lead
79 | 2715 JORDAN ST. | RHODES-GARRETT-HAMIEL RES HALL |  |  | Non-Lead - Other |  | 1941 | Steel | 4 | Service line diameter is > 2 inches |  |  |  |  | Non-Lead - Other | 1941 | Steel | 4 | Service line diameter is > 2 inches |  |  |  |  | Non-Lead
80 | 3449 AGGIE RODEO DR. | RODEO ARENA SUPERVISOR'S TRAILER |  |  | Non-Lead - Plastic |  | 1989 | PVC | 3 | Installation date after lead ban |  |  |  |  | Non-Lead - Plastic | 1989 | PVC | 3 | Installation date after lead ban |  |  |  |  | Non-Lead
377 | 1510 STEWART ST. | SATELLITE CHILLED WATER PLANT |  |  | Non-Lead - Plastic |  | 2012 | PVC | 3 | Installation date after lead ban |  |  |  |  | Non-Lead - Plastic | 2012 | PVC | 3 | Installation date after lead ban |  |  |  |  | Non-Lead
644 | 1290 FRENGER MALL | SCIENCE HALL |  |  | Non-Lead - Other |  | 1987 | Steel | 6 | Installation date after lead ban |  |  |  |  | Non-Lead - Other | 1987 | Steel | 6 | Installation date after lead ban |  |  |  |  | Non-Lead
391 | 950 FRENGER ST. | SHEEP BARN |  |  | Non-Lead - Plastic |  | 1970 | PVC | 1.75 | [5 empty] | Non-Lead - Plastic | 1970 | PVC | 1.75 | [5 empty] | Non-Lead
194 | 945 COLLEGE DR. | SKEEN HALL |  |  | Non-Lead - Other |  | 2000 | Steel | 6 | Installation date after lead ban |  |  |  |  | Non-Lead - Other | 2000 | Steel | 4 | [5 empty] | Non-Lead
554 | 1780 STEWART ST. | SOFTBALL PRESS BOX |  |  | Non-Lead - Plastic |  | 2000 | PVC | 2 | Installation date after lead ban |  |  |  |  | Non-Lead - Plastic | 2000 | PVC | 2 | Installation date after lead ban |  |  |  |  | Non-Lead
581 | 1780 STEWART ST. | SOFTBALL PUBLIC RESTROOMS |  |  | Non-Lead - Plastic |  | 2000 | PVC | 2 | Installation date after lead ban |  |  |  |  | Non-Lead - Plastic | 2000 | PVC | 2 | Installation date after lead ban |  |  |  |  | Non-Lead
555 | 1410 CENTER DR. | SOUTH CAMPUS RESIDENTIAL OFFICES (VISTA DEL MONTE COMMUNITY CENTER) |  |  | Non-Lead - Plastic |  | 1984 | PVC | 2 | Service line diameter is > 2 inches |  |  |  |  | Non-Lead - Plastic | 1984 | PVC | 2 | Service line diameter is > 2 inches |  |  |  |  | Non-Lead
388 | 1720 E. UNIVERSITY AVE. | SPIRITUAL CENTER |  |  | Non-Lead - Plastic |  | 2016 | PVC | 1.5 | Installation date after lead ban |  |  |  |  | Non-Lead - Plastic | 2016 | PVC | 1.5 | Installation date after lead ban |  |  |  |  | Non-Lead
652 | 3170 SOUTH ESPINA ST. | STUCKY HALL |  |  | Non-Lead - Plastic |  | 1970 | PVC | 6 | Service line diameter is > 2 inches |  |  |  |  | Non-Lead - Plastic | 1970 | PVC | 6 | [5 empty] | Non-Lead
642 | 3050 KNOX ST. | SUGERMAN SPACE GRANT BUILDING |  |  | Non-Lead - Other |  | 1958 | Steel | 2 | Service line diameter is > 2 inches |  |  |  |  | Non-Lead - Other | 1958 | Steel | 2 | [5 empty] | Non-Lead
206 | 765 STEWART ST. | SWINE BARN |  |  | Non-Lead - Other |  | 1957 | Steel | 2 | Service line diameter is > 2 inches |  |  |  |  | Non-Lead - Other | 1957 | Steel | 2 | [5 empty] | Non-Lead
196 | 3425 WATER PUMP RD. | SWTDI AQUACULTURE GREENHOUSE |  |  | Non-Lead - Plastic |  | 1993 | PVC | 3 | Installation date after lead ban |  |  |  |  | Non-Lead - Plastic | 1993 | PVC | 3 | Installation date after lead ban |  |  |  |  | Non-Lead
562 | 3005 KNOX ST. | TEJADA BUILDING, EXTENSION ANNEX |  |  | Non-Lead - Plastic |  | 1970 | PVC | 2 | Service line diameter is > 2 inches |  |  |  |  | Non-Lead - Plastic |  | PVC | 2 | Service line diameter is > 2 inches |  |  |  |  | Non-Lead
245 | 1800 WELLS ST. | TENNIS CENTER |  |  | Non-Lead - Plastic |  | 2006 | PVC | 4 | Installation date after lead ban |  |  |  |  | Non-Lead - Plastic | 2006 | PVC | 4 | Installation date after lead ban |  |  |  |  | Non-Lead
601 | 3525 LOCUST ST. | THEATRE SCENE SHOP |  |  | Non-Lead - Other |  | 1983 | Steel | 1 | [5 empty] | Non-Lead - Other | 1983 | Steel | 1 | [5 empty] | Non-Lead
385 | 1125 FRENGER MALL | THOMAS & BROWN HALL |  |  | Non-Lead - Other |  | 1972 | Steel | 2 | Service line diameter is > 2 inches |  |  |  |  | Non-Lead - Other | 1972 | Steel | 2 | Service line diameter is > 2 inches |  |  |  |  | Non-Lead
319 | 3535 RESEARCH DR. | TRANSPORTATION SERVICES |  |  | Non-Lead - Other |  | 1981 | Steel | 2 | Service line diameter is > 2 inches |  |  |  |  | Non-Lead - Other | 1981 | Steel | 2 | [5 empty] | Non-Lead
373 | 300 E COLLEGE AVE | USDA |  |  | Non-Lead - Other |  | 1977 | Steel | 2 | Service line diameter is > 2 inches |  |  |  |  | Non-Lead - Other | 1977 | Steel | 2 | Service line diameter is > 2 inches |  |  |  |  | Non-Lead
367 | 1435 STANDLEY DR. | VISTA DEL MONTE APT COMPLEX |  |  | Non-Lead - Plastic |  | 1992 | PVC | 2.5 | Installation date after lead ban |  |  |  |  | Non-Lead - Plastic | 1992 | PVC | 2.5 | Installation date after lead ban |  |  |  |  | Non-Lead
462K | 1415 STANDLEY DR. | VISTA DEL MONTE APT COMPLEX |  |  | Non-Lead - Plastic |  | 1992 | PVC | 2.5 | Installation date after lead ban |  |  |  |  | Non-Lead - Plastic | 1992 | PVC | 2.5 | Installation date after lead ban |  |  |  |  | Non-Lead
462M | 1455 STANDLEY DR. | VISTA DEL MONTE APT COMPLEX |  |  | Non-Lead - Plastic |  | 1995 | PVC | 2.5 | Installation date after lead ban |  |  |  |  | Non-Lead - Plastic | 1995 | PVC | 2.5 | Installation date after lead ban |  |  |  |  | Non-Lead
462N | 3560 RESEARCH DR. | VISTA DEL MONTE APT COMPLEX |  |  | Non-Lead - Plastic |  | 1995 | PVC | 2.5 | Installation date after lead ban |  |  |  |  | Non-Lead - Plastic | 1995 | PVC | 2.5 | Installation date after lead ban |  |  |  |  | Non-Lead
462P | 3553 WILLIAMS AVE. | VISTA DEL MONTE APT COMPLEX |  |  | Non-Lead - Plastic |  | 1992 | PVC | 2.5 | Installation date after lead ban |  |  |  |  | Non-Lead - Plastic | 1992 | PVC | 2.5 | Installation date after lead ban |  |  |  |  | Non-Lead
526Q | 3551 WILLIAMS AVE. | VISTA DEL MONTE APT COMPLEX |  |  | Non-Lead - Plastic |  | 1992 | PVC | 2.5 | Installation date after lead ban |  |  |  |  | Non-Lead - Plastic | 1992 | PVC | 2.5 | Installation date after lead ban |  |  |  |  | Non-Lead
526R | 3548 RESEARCH DR. | VISTA DEL MONTE APT COMPLEX |  |  | Non-Lead - Plastic |  | 1995 | PVC | 2.5 | Installation date after lead ban |  |  |  |  | Non-Lead - Plastic | 1995 | PVC | 2.5 | Installation date after lead ban |  |  |  |  | Non-Lead
526S | 3546 RESEARCH DR. | VISTA DEL MONTE APT COMPLEX |  |  | Non-Lead - Plastic |  | 1995 | PVC | 2.5 | Installation date after lead ban |  |  |  |  | Non-Lead - Plastic | 1995 | PVC | 2.5 | Installation date after lead ban |  |  |  |  | Non-Lead
526T | 3547 WIILIAMS AVE. | VISTA DEL MONTE APT COMPLEX |  |  | Non-Lead - Plastic |  | 1995 | PVC | 2.5 | Installation date after lead ban |  |  |  |  | Non-Lead - Plastic | 1995 | PVC | 2.5 | Installation date after lead ban |  |  |  |  | Non-Lead
526U | 3540 RESEARCH DR. | VISTA DEL MONTE APT COMPLEX |  |  | Non-Lead - Plastic |  | 1995 | PVC | 2.5 | Installation date after lead ban |  |  |  |  | Non-Lead - Plastic | 1995 | PVC | 2.5 | Installation date after lead ban |  |  |  |  | Non-Lead
526V | 3545 WIILIAMS AVE. | VISTA DEL MONTE APT COMPLEX |  |  | Non-Lead - Plastic |  | 1995 | PVC | 2.5 | Installation date after lead ban |  |  |  |  | Non-Lead - Plastic | 1995 | PVC | 2.5 | Installation date after lead ban |  |  |  |  | Non-Lead
526W | 3525 WILLIAMS AVE. | VISTA DEL MONTE APT COMPLEX |  |  | Non-Lead - Plastic |  | 1995 | PVC | 2.5 | Installation date after lead ban |  |  |  |  | Non-Lead - Plastic | 1995 | PVC | 2.5 | Installation date after lead ban |  |  |  |  | Non-Lead
526X | 1200 FRENGER MALL | WALDEN HALL |  |  | Non-Lead - Other |  | 1966 | Steel | 3 | Service line diameter is > 2 inches |  |  |  |  | Non-Lead - Other | 1966 | Steel | 3 | Service line diameter is > 2 inches |  |  |  |  | Non-Lead
276 | 1720 WELLS ST. | WELLS HALL |  |  | Non-Lead - Other |  | 1978 | Steel | 2 | Service line diameter is > 2 inches |  |  |  |  | Non-Lead - Other | 1978 | Steel | 2 | Service line diameter is > 2 inches |  |  |  |  | Non-Lead
355 | 2745 SOUTH ESPINA ST. | WILLIAM B. CONROY HONORS CENTER |  |  | Non-Lead - Plastic |  | 1970 | PVC | 2 | Service line diameter is > 2 inches |  |  |  |  | Non-Lead - Plastic | 1970 | PVC | 2 | Service line diameter is > 2 inches |  |  |  |  | Non-Lead
35 | 1635 STANDLEY DR. | WIND TUNNEL/RESEARCH BUILDING |  |  | Non-Lead - Plastic |  | 1981 | PVC | 2 | Service line diameter is > 2 inches |  |  |  |  | Non-Lead - Plastic | 1981 | PVC | 2 | Service line diameter is > 2 inches |  |  |  |  | Non-Lead
371 | 3503 ARROWHEAD DRIVE | WOODY & GAYLE HUNT MEDICAL EDUCATION CENTER |  |  | Non-Lead - Plastic |  | 2023 | PVC | 2 | Installation date after lead ban |  |  |  |  | Non-Lead - Plastic | 2023 | PVC | 2 | Installation date after lead ban |  |  |  |  | Non-Lead
N269 | 1300 SOUTH HORSESHOE | YOUNG HALL |  |  | Non-Lead - Other |  | 1928 | Steel | 4 | Service line diameter is > 2 inches |  |  |  |  | Non-Lead - Other | 1928 | Steel | 4 | Service line diameter is > 2 inches |  |  |  |  | Non-Lead
32 | 1699 E UNIVERSITY AVE | ZETA TAU ALPHA |  |  | Non-Lead - Plastic |  | 2010 | PVC | 2 | Installation date after lead ban |  |  |  |  | Non-Lead - Plastic | 2010 | PVC | 2 | Installation date after lead ban |  |  |  |  | Non-Lead
N163 | 2911 MCFIE CIR. | ZUHL LIBRARY |  |  | Non-Lead - Other |  | 1990 | Steel | 6 | Service line diameter is > 2 inches |  |  |  |  | Non-Lead - Other | 1990 | Steel | 6 | Service line diameter is > 2 inches |  |  |  |  | Non-Lead

## Building Conditionals (hidden)
DRAFT | [8 empty] | Form Option For Customer Side | Classification | System-Owned Portion | Was Previously Lead? | Customer-Owned Portion | Classification for Entire Service Line | Single-Owned Portion | Classification for Entire Service Line
| Note to EPA: This is a background sheet to be hidden or deleted | [7 empty] | Lead | Lead | Lead |  | Lead | Lead | Lead | Lead
[9 empty] | Lead-lined galvanized | Lead | Lead |  | Galvanized | Lead | Galvanized | Non-Lead
[9 empty] | Galvanized | Galvanized | Lead |  | Non-Lead | Lead | Non-Lead | Non-Lead
[9 empty] | Non-Lead - Copper | Non-Lead | Lead |  | Material Unknown | Lead | Material Unknown | Lead Status Unknown
[9 empty] | Non-Lead - Plastic | Non-Lead | Galvanized |  | Lead | Lead
[9 empty] | Non-Lead - Other | Non-Lead | Galvanized |  | Galvanized | Non-Lead
[9 empty] | Unknown - Likely Lead | Material Unknown | Galvanized |  | Non-Lead | Non-Lead
[9 empty] | Unknown - Unlikely Lead | Material Unknown | Galvanized |  | Material Unknown | Lead Status Unknown
[9 empty] | Unknown - Material Unknown | Material Unknown | Non-Lead |  | Lead | Lead
[11 empty] | Non-Lead | Y | Galvanized | Galvanized Requiring Replacement
[9 empty] | Form Option For System Side | Classification | Non-Lead | N | Galvanized | Non-Lead
[9 empty] | Lead | Lead | Non-Lead | DN | Galvanized | Galvanized Requiring Replacement
[9 empty] | Lead-lined galvanized | Lead | Non-Lead |  | Non-Lead | Non-Lead
[9 empty] | Galvanized | Galvanized | Non-Lead |  | Material Unknown | Lead Status Unknown
[9 empty] | Non-Lead - Copper | Non-Lead | Material Unknown |  | Lead | Lead
[9 empty] | Non-Lead - Plastic | Non-Lead | Material Unknown |  | Galvanized | Galvanized Requiring Replacement
[9 empty] | Non-Lead - Other | Non-Lead | Material Unknown |  | Non-Lead | Lead Status Unknown
[9 empty] | Unknown - Likely Lead | Material Unknown | Material Unknown |  | Material Unknown | Lead Status Unknown
[9 empty] | Unknown - Unlikely Lead | Material Unknown
| system_owned_portion |  | customer_owned_portion | service_line_classification |  |  |  |  | Unknown - Material Unknown | Material Unknown
| System-Owned Portion | Was Previously Lead? | Customer-Owned Portion | Classification for Entire Service Line |  | IF( | ) AND ( | THEN
| Lead |  | Lead | Lead |  | IF(system_owned_portion=Lead) AND (customer_owned_portion=Lead THEN service_line_classification=Lead | IF(system_owned_portion=Lead) AND (customer_owned_portion=Lead THEN service_line_classification=Lead | IF(system_owned_portion="Lead") AND (customer_owned_portion="Lead" THEN service_line_classification="Lead"
| Lead |  | Galvanized | Lead | ELSE | IF(system_owned_portion=Lead) AND (customer_owned_portion=Galvanized THEN service_line_classification=Lead | ELSEIF(system_owned_portion=Lead) AND (customer_owned_portion=Galvanized THEN service_line_classification=Lead | ELSEIF(system_owned_portion="Lead") AND (customer_owned_portion="Galvanized Requiring Replacement" THEN service_line_classification="Lead"
| Lead |  | Non-Lead | Lead | ELSE | IF(system_owned_portion=Lead) AND (customer_owned_portion=Non-Lead THEN service_line_classification=Lead | ELSEIF(system_owned_portion=Lead) AND (customer_owned_portion=Non-Lead THEN service_line_classification=Lead | ELSEIF(system_owned_portion="Lead") AND (customer_owned_portion="Non-Lead" THEN service_line_classification="Lead"
| Lead |  | Material Unknown | Lead | ELSE | IF(system_owned_portion=Lead) AND (customer_owned_portion=Material Unknown THEN service_line_classification=Lead | ELSEIF(system_owned_portion=Lead) AND (customer_owned_portion=Material Unknown THEN service_line_classification=Lead | ELSEIF(system_owned_portion="Lead") AND (customer_owned_portion=Lead Status Unknown THEN service_line_classification="Lead"
| Galvanized |  | Lead | Lead | ELSE | IF(system_owned_portion=Galvanized) AND (customer_owned_portion=Lead THEN service_line_classification=Lead | ELSEIF(system_owned_portion=Galvanized) AND (customer_owned_portion=Lead THEN service_line_classification=Lead | ELSEIF(system_owned_portion="Galvanized1") AND (customer_owned_portion=Lead THEN service_line_classification="Lead"
| Galvanized |  | Galvanized | Non-Lead | ELSE | IF(system_owned_portion=Galvanized) AND (customer_owned_portion=Galvanized THEN service_line_classification=Non-Lead | ELSEIF(system_owned_portion=Galvanized) AND (customer_owned_portion=Galvanized THEN service_line_classification=Non-Lead | ELSEIF(system_owned_portion="Galvanized1") AND (customer_owned_portion="Galvanized2" THEN service_line_classification="Non-Lead"
| Galvanized |  | Non-Lead | Non-Lead | ELSE | IF(system_owned_portion=Galvanized) AND (customer_owned_portion=Non-Lead THEN service_line_classification=Non-Lead | ELSEIF(system_owned_portion=Galvanized) AND (customer_owned_portion=Non-Lead THEN service_line_classification=Non-Lead | ELSEIF(system_owned_portion="Galvanized1") AND (customer_owned_portion="Non-Lead" THEN service_line_classification="Non-Lead"
| Galvanized |  | Material Unknown | Lead Status Unknown | ELSE | IF(system_owned_portion=Galvanized) AND (customer_owned_portion=Material Unknown THEN service_line_classification=Lead Status Unknown | ELSEIF(system_owned_portion=Galvanized) AND (customer_owned_portion=Material Unknown THEN service_line_classification=Lead Status Unknown | ELSEIF(system_owned_portion="Galvanized1") AND (customer_owned_portion="Lead Status Unknown" THEN service_line_classification="Lead Status Unknown"
| Non-Lead |  | Lead | Lead | ELSE | IF(system_owned_portion=Non-Lead) AND (customer_owned_portion=Lead THEN service_line_classification=Lead | ELSEIF(system_owned_portion=Non-Lead) AND (customer_owned_portion=Lead THEN service_line_classification=Lead | ELSEIF(system_owned_portion="Non-Lead") AND (customer_owned_portion="Lead" THEN service_line_classification="Lead"
| Non-Lead |  | Galvanized | Galvanized Requiring Replacement | ELSE | IF(system_owned_portion=Non-Lead) AND (customer_owned_portion=Galvanized THEN service_line_classification=Galvanized Requiring Replacement | ELSEIF(system_owned_portion=Non-Lead) AND (customer_owned_portion=Galvanized THEN service_line_classification=Galvanized Requiring Replacement | ELSEIF(system_owned_portion="Non-Lead") AND (customer_owned_portion="Galvanized2" THEN service_line_classification="Non-Lead"
| Non-Lead |  | Galvanized | Non-Lead | ELSE | IF(system_owned_portion=Non-Lead) AND (customer_owned_portion=Galvanized THEN service_line_classification=Non-Lead | ELSEIF(system_owned_portion=Non-Lead) AND (customer_owned_portion=Galvanized THEN service_line_classification=Non-Lead | ELSEIF(system_owned_portion="Non-Lead") AND (customer_owned_portion="Non-Lead" THEN service_line_classification="Non-Lead"
| Non-Lead |  | Galvanized | Galvanized Requiring Replacement | ELSE | IF(system_owned_portion=Non-Lead) AND (customer_owned_portion=Galvanized THEN service_line_classification=Galvanized Requiring Replacement | ELSEIF(system_owned_portion=Non-Lead) AND (customer_owned_portion=Galvanized THEN service_line_classification=Galvanized Requiring Replacement | ELSEIF(system_owned_portion="Non-Lead") AND (customer_owned_portion="Lead Status Unknown" THEN service_line_classification="Lead Status Unknown"
| Non-Lead |  | Non-Lead | Non-Lead | ELSE | IF(system_owned_portion=Non-Lead) AND (customer_owned_portion=Non-Lead THEN service_line_classification=Non-Lead | ELSEIF(system_owned_portion=Non-Lead) AND (customer_owned_portion=Non-Lead THEN service_line_classification=Non-Lead | ELSEIF(system_owned_portion="Non-Lead, but system is unable to demonstrate it was not previously Lead") AND (customer_owned_portion="Galvanized Requiring Replacement" THEN service_line_classification="Galvanized Requiring Replacement"
| Non-Lead |  | Material Unknown | Lead Status Unknown | ELSE | IF(system_owned_portion=Non-Lead) AND (customer_owned_portion=Material Unknown THEN service_line_classification=Lead Status Unknown | ELSEIF(system_owned_portion=Non-Lead) AND (customer_owned_portion=Material Unknown THEN service_line_classification=Lead Status Unknown | ELSEIF(system_owned_portion="Lead Status Unknown") AND (customer_owned_portion="Lead" THEN service_line_classification="Lead"
| Material Unknown |  | Lead | Lead | ELSE | IF(system_owned_portion=Material Unknown) AND (customer_owned_portion=Lead THEN service_line_classification=Lead | ELSEIF(system_owned_portion=Material Unknown) AND (customer_owned_portion=Lead THEN service_line_classification=Lead | ELSEIF(system_owned_portion="Lead Status Unknown") AND (customer_owned_portion="Galvanized Requiring Replacement" THEN service_line_classification="Galvanized Requiring Replacement"
| Material Unknown |  | Galvanized | Galvanized Requiring Replacement | ELSE | IF(system_owned_portion=Material Unknown) AND (customer_owned_portion=Galvanized THEN service_line_classification=Galvanized Requiring Replacement | ELSEIF(system_owned_portion=Material Unknown) AND (customer_owned_portion=Galvanized THEN service_line_classification=Galvanized Requiring Replacement | ELSEIF(system_owned_portion="Lead Status Unknown") AND (customer_owned_portion="Non-Lead" THEN service_line_classification="Lead Status Unknown"
| Material Unknown |  | Non-Lead | Lead Status Unknown | ELSE | IF(system_owned_portion=Material Unknown) AND (customer_owned_portion=Non-Lead THEN service_line_classification=Lead Status Unknown | ELSEIF(system_owned_portion=Material Unknown) AND (customer_owned_portion=Non-Lead THEN service_line_classification=Lead Status Unknown | ELSEIF(system_owned_portion="Lead Status Unknown") AND (customer_owned_portion="Lead Status Unknown" THEN service_line_classification="Lead Status Unknown"
| Material Unknown |  | Material Unknown | Lead Status Unknown |  |  | ELSE service_line_classification = "CLASSIFICATION ERROR" | ELSE "CLASSIFICATION ERROR"

## Form Lists (hidden)
Tab | Form Control Lists
Detailed Inventory | Sensitive Population? (Y/N) | Service Line Material Classification* | If Non-Lead, Was Material Ever Previously Lead? | Basis of Material Classification | Was the Service Line Material Field Verified? | Select the Field Verification Method | Building Type Connected to Service Line | For CWSs, do Multi-family Residences (MFRs) Comprise at Least 20% of the Structures You Serve? | Is there a Lead Connector Present? | Point-of-Entry or Point-of-Use Treatment Present? | Does the Interior Building Plumbing Contain Copper Pipes with Lead Solder Installed before your State's Lead Ban (Generally 1986 - 1988) | Current LCR Sampling Site? | Building Type Connected to Service Line | For CWSs, do Multi-family Residences (MFRs) Comprise at Least 20% of the Structures You Serve? | Is there a Lead Connector Present? | Point-of-Entry or Point-of-Use Treatment Present? | Does the Interior Building Plumbing Contain Copper Pipes with Lead Solder Installed before your State's Lead Ban (Generally 1986 - 1988) | Current LCR Sampling Site?
| No | Lead | Yes | Previous materials evaluation | Yes | Visual inspection at meter pit | Single Family Residence | Yes | Yes | Yes | Yes | Yes | Single Family Residence | Yes | Yes | Yes | Yes | Yes
| Yes - School | Lead-lined galvanized | No | Installation record (e.g., tap card) | No | Customer self-identification | Multiple Family Residence | No | Known | No | No | No | Multiple Family Residence | No | Known | No | No | No
| Yes - Day Care | Galvanized | Don't know | Installation date is after the lead ban |  | CCTV Inspection at Curb Box - Internal | Building | N/A | Unknown | Unknown | Unknown |  | Building | N/A | Unknown | Unknown | Unknown
| Yes - Other | Non-Lead - Copper |  | Service line diameter is greater than 2 inches |  | CCTV inspection at Curb Box - External | Other | [5 empty] | Other
|  | Non-Lead - Plastic |  | Service line repair or replacement record |  | Water Quality Sampling - Targeted
|  | Non-Lead - Other |  | Statistical analysis |  | Water Quality Sampling - Flushed
|  | Unknown - Likely Lead |  | Field inspection only with no records |  | Water Quality Sampling - Sequential
|  | Unknown - Unlikely Lead |  | Water sampling only with no records |  | Water Quality Sampling - Other
|  | Unknown - Material Unknown |  | Other |  | Mechanical Excavation at 1 location
Mechanical Excavation at multiple locations
| Note to EPA: this is a background sheet to be hidden or deleted |  |  |  | Other